## Pricelist NL
Kortingsgroep
[7 empty] | A | 0%
[7 empty] | A+ | 0%
[7 empty] | B | 0%
[7 empty] | BH | 0%
[7 empty] | BH+ | 0%
[7 empty] | BP | 0%
[7 empty] | BP+ | 0%
[7 empty] | ALP | 0%
[7 empty] | LST | 0%
[7 empty] | CTR | 0%
[7 empty] | POW | 0%
[7 empty] | POWP | 0%
[7 empty] | LTR | 0%
[7 empty] | EL | 0%
* kortingstructuur te verkrijgen via uw vertegenwoordiger
* prijzen excl. btw
Artikelcode | Hoofdstuk | Artikelgroep | Omschrijving | Kortingsgroep | Brutoprijs | Nettoprijs
AER1093W | Commercial Line | LL-DOWNLIGHTS | Aero cardanische inbouwspot 1 x 9W 3000K wit 60° | A | 177 | 177
AER1094W | Commercial Line | LL-DOWNLIGHTS | Aero cardanische inbouwspot 1 x 9W 4000K wit 60° | A | 177 | 177
AER1163W | Commercial Line | LL-DOWNLIGHTS | Aero cardanische inbouwspot 1 x 16W 3000K wit 60° | A | 179 | 179
AER1164W | Commercial Line | LL-DOWNLIGHTS | Aero cardanische inbouwspot 1 x 16W 4000K wit 60° | A | 179 | 179
AER1243W | Commercial Line | LL-DOWNLIGHTS | Aero cardanische inbouwspot 1 x 24W 3000K wit 60° | A | 182 | 182
AER1244W | Commercial Line | LL-DOWNLIGHTS | Aero cardanische inbouwspot 1 x 24W 4000K wit 60° | A | 182 | 182
AER1363W | Commercial Line | LL-DOWNLIGHTS | Aero cardanische inbouwspot 1 x 36W 3000K wit 60° | A | 204 | 204
AER1364W | Commercial Line | LL-DOWNLIGHTS | Aero cardanische inbouwspot 1 x 36W 4000K wit 60° | A | 204 | 204
AER1483W | Commercial Line | LL-DOWNLIGHTS | Aero cardanische inbouwspot 1 x 48W 3000K wit 60° | A | 225 | 225
AER1484W | Commercial Line | LL-DOWNLIGHTS | Aero cardanische inbouwspot 1 x 48W 4000K wit 60° | A | 225 | 225
AER2183W | Commercial Line | LL-DOWNLIGHTS | Aero cardanische inbouwspot 2 x 9W 3000K wit 60° | A | 327 | 327
AER2184W | Commercial Line | LL-DOWNLIGHTS | Aero cardanische inbouwspot 2 x 9W 4000K wit 60° | A | 327 | 327
AER2243W | Commercial Line | LL-DOWNLIGHTS | Aero cardanische inbouwspot 2 x 24W 3000K wit 60° | A | 338 | 338
AER2244W | Commercial Line | LL-DOWNLIGHTS | Aero cardanische inbouwspot 2 x 24W 4000K wit 60° | A | 338 | 338
AER2323W | Commercial Line | LL-DOWNLIGHTS | Aero cardanische inbouwspot 2 x 16W 3000K wit 60° | A | 329 | 329
AER2324W | Commercial Line | LL-DOWNLIGHTS | Aero cardanische inbouwspot 2 x 16W 4000K wit 60° | A | 329 | 329
AER2363W | Commercial Line | LL-DOWNLIGHTS | Aero cardanische inbouwspot 2 x 36W 3000K wit 60° | A | 384 | 384
AER2364W | Commercial Line | LL-DOWNLIGHTS | Aero cardanische inbouwspot 2 x 36W 4000K wit 60° | A | 384 | 384
AER2483W | Commercial Line | LL-DOWNLIGHTS | Aero cardanische inbouwspot 2 x 48W 3000K wit 60° | A | 424 | 424
AER2484W | Commercial Line | LL-DOWNLIGHTS | Aero cardanische inbouwspot 2 x 48W 4000K wit 60° | A | 424 | 424
AER31083W | Commercial Line | LL-DOWNLIGHTS | Aero cardanische inbouwspot 3 x 36W 3000K wit 60° | A | 542 | 542
AER31084W | Commercial Line | LL-DOWNLIGHTS | Aero cardanische inbouwspot 3 x 36W 4000K wit 60° | A | 542 | 542
AER31443W | Commercial Line | LL-DOWNLIGHTS | Aero cardanische inbouwspot 3 x 48W 3000K wit 60° | A | 603 | 603
AER31444W | Commercial Line | LL-DOWNLIGHTS | Aero cardanische inbouwspot 3 x 48W 4000K wit 60° | A | 603 | 603
AER3273W | Commercial Line | LL-DOWNLIGHTS | Aero cardanische inbouwspot 3 x 9W 3000K wit 60° | A | 457 | 457
AER3274W | Commercial Line | LL-DOWNLIGHTS | Aero cardanische inbouwspot 3 x 9W 4000K wit 60° | A | 457 | 457
AER3483W | Commercial Line | LL-DOWNLIGHTS | Aero cardanische inbouwspot 3 x 16W 3000K wit 60° | A | 459 | 459
AER3484W | Commercial Line | LL-DOWNLIGHTS | Aero cardanische inbouwspot 3 x 16W 4000K wit 60° | A | 459 | 459
AER3723W | Commercial Line | LL-DOWNLIGHTS | Aero cardanische inbouwspot 3 x 24W 3000K wit 60° | A | 474 | 474
AER3724W | Commercial Line | LL-DOWNLIGHTS | Aero cardanische inbouwspot 3 x 24W 4000K wit 60° | A | 474 | 474
APR06K4 | Industrial Line | LL-HWD | Aqualia Pro HWD 600mm 9-18W 4000K | BH+ | 69 | 69
APR06K4DA | Industrial Line | LL-HWD | Aqualia Pro HWD 600mm 9-18W 4000K DALI | BH | 122 | 122
APR12K4 | Industrial Line | LL-HWD | Aqualia Pro HWD 1200mm 18-36W 4000K | BH+ | 95 | 95
APR12K4DA | Industrial Line | LL-HWD | Aqualia Pro HWD 1200mm 18-36W 4000K DALI | BH | 158 | 158
APR12K4DAEM | Industrial Line | LL-HWD | Aqualia Pro HWD 1200mm 18-36W 4000K DALI + nood | BH | 212 | 212
APR12K4EM | Industrial Line | LL-HWD | Aqualia Pro HWD 1200mm 18-36W 4000K noodunit | BH | 175 | 175
APR12K4MW | Industrial Line | LL-HWD | Aqualia Pro HWD 1200mm 18-36W 4000K sensor | BH | 127 | 127
APR12K4MWEM | Industrial Line | LL-HWD | Aqualia Pro HWD 1200mm 18-36W 4000K sensor + nood | BH | 202 | 202
APR15K4 | Industrial Line | LL-HWD | Aqualia Pro HWD 1500mm 25-50W 4000K | BH+ | 119 | 119
APR15K4DA | Industrial Line | LL-HWD | Aqualia Pro HWD 1500mm 25-50W 4000K DALI | BH | 179 | 179
APR15K4DAEM | Industrial Line | LL-HWD | Aqualia Pro HWD 1500mm 25-50W 4000K DALI + nood | BH | 244 | 244
APR15K4EM | Industrial Line | LL-HWD | Aqualia Pro HWD 1500mm 25-50W 4000K noodunit | BH | 196 | 196
APR15K4MW | Industrial Line | LL-HWD | Aqualia Pro HWD 1500mm 25-50W 4000K sensor | BH | 153 | 153
APR15K4MWEM | Industrial Line | LL-HWD | Aqualia Pro HWD 1500mm 25-50W 4000K sensor + nood | BH | 224 | 224
APR2308A2 | Linear Line | LL-LEDPROFILES | profiel 2000x23x8mm inbouw alu | ALP | 16 | 16
APR2308B2 | Linear Line | LL-LEDPROFILES | profiel 2000x23x8mm inbouw zwart | ALP | 19 | 19
APR2308W2 | Linear Line | LL-LEDPROFILES | profiel 2000x23x8mm inbouw wit | ALP | 19 | 19
APR2315A2 | Linear Line | LL-LEDPROFILES | profiel 2000x23x15mm inbouw alu | ALP | 20 | 20
APR2315B2 | Linear Line | LL-LEDPROFILES | profiel 2000x23x15mm inbouw zwart | ALP | 24 | 24
APR2315W2 | Linear Line | LL-LEDPROFILES | profiel 2000x23x15mm inbouw wit | ALP | 24 | 24
APR3013A2 | Linear Line | LL-LEDPROFILES | profiel 2000x30x13mm inbouw alu | ALP | 23 | 23
APR3013B2 | Linear Line | LL-LEDPROFILES | profiel 2000x30x13mm inbouw zwart | ALP | 33 | 33
APR3013W2 | Linear Line | LL-LEDPROFILES | profiel 2000x30x13mm inbouw wit | ALP | 33 | 33
APR5035A2 | Linear Line | LL-LEDPROFILES | profiel 2000x50x35mm inbouw alu | ALP | 67 | 67
APR5035B2 | Linear Line | LL-LEDPROFILES | profiel 2000x50x35mm inbouw zwart | ALP | 83 | 83
APR5035W2 | Linear Line | LL-LEDPROFILES | profiel 2000x50x35mm inbouw wit | ALP | 83 | 83
APS1708A2 | Linear Line | LL-LEDPROFILES | profiel 2000x17x8mm opbouw alu | ALP | 16 | 16
APS1708A3 | Linear Line | LL-LEDPROFILES | profiel 3000x17x8mm opbouw alu | ALP | 24 | 24
APS1708B2 | Linear Line | LL-LEDPROFILES | profiel 2000x17x8mm opbouw zwart | ALP | 19 | 19
APS1708B3 | Linear Line | LL-LEDPROFILES | profiel 3000x17x8mm opbouw zwart | ALP | 29 | 29
APS1708W2 | Linear Line | LL-LEDPROFILES | profiel 2000x17x8mm opbouw wit | ALP | 19 | 19
APS1708W3 | Linear Line | LL-LEDPROFILES | profiel 3000x17x8mm opbouw wit | ALP | 29 | 29
APS1715A2 | Linear Line | LL-LEDPROFILES | profiel 2000x17x15mm opbouw alu | ALP | 19 | 19
APS1715A3 | Linear Line | LL-LEDPROFILES | profiel 3000x17x15mm opbouw alu | ALP | 29 | 29
APS1715B2 | Linear Line | LL-LEDPROFILES | profiel 2000x17x15mm opbouw zwart | ALP | 27 | 27
APS1715B3 | Linear Line | LL-LEDPROFILES | profiel 3000x17x15mm opbouw zwart | ALP | 40 | 40
APS1715W2 | Linear Line | LL-LEDPROFILES | profiel 2000x17x15mm opbouw wit | ALP | 27 | 27
APS1715W3 | Linear Line | LL-LEDPROFILES | profiel 3000x17x15mm opbouw wit | ALP | 40 | 40
APS1818A2 | Linear Line | LL-LEDPROFILES | hoekprofiel 2000x18x18mm opbouw alu | ALP | 23 | 23
APS1818A3 | Linear Line | LL-LEDPROFILES | hoekprofiel 3000x18x18mm opbouw alu | ALP | 33 | 33
APS1818B2 | Linear Line | LL-LEDPROFILES | hoekprofiel 2000x18x18mm opbouw zwart | ALP | 31 | 31
APS1818B3 | Linear Line | LL-LEDPROFILES | hoekprofiel 3000x18x18mm opbouw zwart | ALP | 47 | 47
APS1818W2 | Linear Line | LL-LEDPROFILES | hoekprofiel 2000x18x18mm opbouw wit | ALP | 31 | 31
APS1818W3 | Linear Line | LL-LEDPROFILES | hoekprofiel 3000x18x18mm opbouw wit | ALP | 47 | 47
APS2413A2 | Linear Line | LL-LEDPROFILES | profiel 2000x24x13mm opbouw alu | ALP | 23 | 23
APS2413A3 | Linear Line | LL-LEDPROFILES | profiel 3000x24x13mm opbouw alu | ALP | 34 | 34
APS2413B2 | Linear Line | LL-LEDPROFILES | profiel 2000x24x13mm opbouw zwart | ALP | 31 | 31
APS2413B3 | Linear Line | LL-LEDPROFILES | profiel 3000x24x13mm opbouw zwart | ALP | 47 | 47
APS2413W2 | Linear Line | LL-LEDPROFILES | profiel 2000x24x13mm opbouw wit | ALP | 31 | 31
APS2413W3 | Linear Line | LL-LEDPROFILES | profiel 3000x24x13mm opbouw wit | ALP | 47 | 47
APS3030A2 | Linear Line | LL-LEDPROFILES | profiel met binnenwerk 2000x30x30mm opbouw alu | ALP | 65 | 65
APS3030A3 | Linear Line | LL-LEDPROFILES | profiel met binnenwerk 3000x30x30mm opbouw alu | ALP | 104 | 104
APS3030B2 | Linear Line | LL-LEDPROFILES | profiel met binnenwerk 2000x30x30mm opbouw zwart | ALP | 76 | 76
APS3030B3 | Linear Line | LL-LEDPROFILES | profiel met binnenwerk 3000x30x30mm opbouw zwart | ALP | 113 | 113
APS3030W2 | Linear Line | LL-LEDPROFILES | profiel met binnenwerk 2000x30x30mm opbouw wit | ALP | 76 | 76
APS3030W3 | Linear Line | LL-LEDPROFILES | profiel met binnenwerk 3000x30x30mm opbouw wit | ALP | 113 | 113
APS3535A2 | Linear Line | LL-LEDPROFILES | profiel 2000x35x35mm opbouw alu | ALP | 67 | 67
APS3535A3 | Linear Line | LL-LEDPROFILES | profiel 3000x35x35mm opbouw alu | ALP | 101 | 101
APS3535B2 | Linear Line | LL-LEDPROFILES | profiel 2000x35x35mm opbouw zwart | ALP | 79 | 79
APS3535B3 | Linear Line | LL-LEDPROFILES | profiel 3000x35x35mm opbouw zwart | ALP | 118 | 118
APS3535W2 | Linear Line | LL-LEDPROFILES | profiel 2000x35x35mm opbouw wit | ALP | 79 | 79
APS3535W3 | Linear Line | LL-LEDPROFILES | profiel 3000x35x35mm opbouw wit | ALP | 118 | 118
APSPENDRM2 | Linear Line | LL-LEDPROFILES | pendelset 2x2m voor APXR21 | ALP | 13 | 13
APSPENDSM2 | Linear Line | LL-LEDPROFILES | pendelset 2x2m voor alu profielen | ALP | 13 | 13
APV-12-24 | Linear Line | LL-POWER | voeding 24VDC 12W IP30 incl. 15cm draad | POW | 15.5 | 15.5
APV-16-24 | Linear Line | LL-POWER | voeding 24VDC 16W IP30 incl. 15cm draad | POW | 16 | 16
APV-25-24 | Linear Line | LL-POWER | voeding 24VDC 25W IP30 incl. 15cm draad | POW | 26 | 26
APV-35-24 | Linear Line | LL-POWER | voeding 24VDC 35W IP30 incl. 15cm draad | POW | 28.5 | 28.5
APX1606A2 | Linear Line | LL-LEDPROFILES | verticaal buigzaam profiel 2000x16x6mm opbouw alu | ALP | 16 | 16
APX1616A2 | Linear Line | LL-LEDPROFILES | hoekprofiel 2000x16x16mm opbouw alu | ALP | 25 | 25
APX2020A2 | Linear Line | LL-LEDPROFILES | profiel met kabeldoorvoer 2000x20x10mm opbouw alu | ALP | 29 | 29
APX2865TB | Linear Line | LL-LEDPROFILES | profiel voor trapmontage 2000x65x28mm opbouw zwart | ALP | 77 | 77
APX3030A2 | Linear Line | LL-LEDPROFILES | hoekprofiel 2000x30x30mm opbouw alu | ALP | 54 | 54
APX3270A2 | Linear Line | LL-LEDPROFILES | profiel voor 13,5mm gipsplaat 2000x32x70mm alu | ALP | 61 | 61
APX4918A2 | Linear Line | LL-LEDPROFILES | wandprofiel 2000x49x18mm opbouw alu | ALP | 63 | 63
APX4918B2 | Linear Line | LL-LEDPROFILES | wandprofiel 2000x49x18mm opbouw zwart | ALP | 73 | 73
APX4918W2 | Linear Line | LL-LEDPROFILES | wandprofiel 2000x49x18mm opbouw wit | ALP | 73 | 73
APX5314A | Linear Line | LL-LEDPROFILES | profiel voor trimless montage 2000x53x14mm alu | ALP | 42 | 42
APX6214A | Linear Line | LL-LEDPROFILES | profiel voor trimless montage 2000x62x14mm alu | ALP | 50 | 50
APXC4626 | Linear Line | LL-LEDPROFILES | profiel binnenhoek trimless 2000x46x26mm alu | ALP | 52 | 52
APXC5123 | Linear Line | LL-LEDPROFILES | profiel buitenhoek trimless 2000x51x23mm alu | ALP | 52 | 52
APXF86A1 | Linear Line | LL-LEDPROFILES | profiel 1000x8x6 opbouw alu | ALP | 9 | 9
APXF86A2 | Linear Line | LL-LEDPROFILES | profiel 2000x8x6 opbouw alu | ALP | 18 | 18
APXR21A2 | Linear Line | LL-LEDPROFILES | rond profiel 2000x21x21 opbouw alu | ALP | 35 | 35
AQ06PLU | Industrial Line | LL-HWD | Aqualia Plus HWD 600mm 12-20W 3000-5000K | BH | 103 | 103
AQ06PLUDA | Industrial Line | LL-HWD | Aqualia Plus HWD 600mm 12-20W 3000-5000K DALI | BH | 145 | 145
AQ06PLUMW | Industrial Line | LL-HWD | Aqualia Plus HWD 600mm 12-20W 3000-5000K sensor | BH | 137 | 137
AQ12PLU | Industrial Line | LL-HWD | Aqualia Plus HWD 1200mm 25-40W 3000-5000K | BH | 124 | 124
AQ12PLUDA | Industrial Line | LL-HWD | Aqualia Plus HWD 1200mm 25-40W 3000-5000K DALI | BH | 185 | 185
AQ12PLUDAEM | Industrial Line | LL-HWD | Aqualia Plus HWD 1200mm 25-40W 3000-5000K DALI nood | BH | 246 | 246
AQ12PLUEM | Industrial Line | LL-HWD | Aqualia Plus HWD 1200mm 25-40W 3000-5000K nood | BH | 201 | 201
AQ12PLUMW | Industrial Line | LL-HWD | Aqualia Plus HWD 1200mm 25-40W 3000-5000K sensor | BH | 158 | 158
AQ12PLUMWEM | Industrial Line | LL-HWD | Aqualia Plus HWD 1200mm 25-40W 3000-5000K sensor + nood | BH | 229 | 229
AQ15PLU | Industrial Line | LL-HWD | Aqualia Plus HWD 1500mm 36-60W 3000-5000K | BH | 149 | 149
AQ15PLUDA | Industrial Line | LL-HWD | Aqualia Plus HWD 1500mm 36-60W 3000-5000K DALI | BH | 228 | 228
AQ15PLUDAEM | Industrial Line | LL-HWD | Aqualia Plus HWD 1500mm 36-60W 3000-5000K DALI nood | BH | 284 | 284
AQ15PLUEM | Industrial Line | LL-HWD | Aqualia Plus HWD 1500mm 36-60W 3000-5000K nood | BH | 226 | 226
AQ15PLUMW | Industrial Line | LL-HWD | Aqualia Plus HWD 1500mm 36-60W 3000-5000K sensor | BH | 179 | 179
AQ15PLUMWEM | Industrial Line | LL-HWD | Aqualia Plus HWD 1500mm 36-60W 3000-5000K sensor + nood | BH | 249 | 249
AQP06KC | Industrial Line | LL-HWD | Aqualia Plus HWD 600mm 12-20W 3000-5000K | BH+ | 92 | 92
AQP06KCDA | Industrial Line | LL-HWD | Aqualia Plus HWD 600mm 12-20W 3000-5000K DALI | BH | 137 | 137
AQP06KCMW | Industrial Line | LL-HWD | Aqualia Plus HWD 600mm 12-20W 3000-5000K sensor | BH | 99 | 99
AQP12KC | Industrial Line | LL-HWD | Aqualia Plus HWD 1200mm 25-40W 3000-5000K | BH+ | 117 | 117
AQP12KCDA | Industrial Line | LL-HWD | Aqualia Plus HWD 1200mm 25-40W 3000-5000K DALI | BH | 174 | 174
AQP12KCDAEM | Industrial Line | LL-HWD | Aqualia Plus HWD 1200mm 25-40W 3000-5000K DALI nood | BH | 231 | 231
AQP12KCEM | Industrial Line | LL-HWD | Aqualia Plus HWD 1200mm 25-40W 3000-5000K nood | BH | 189 | 189
AQP12KCMW | Industrial Line | LL-HWD | Aqualia Plus HWD 1200mm 25-40W 3000-5000K sensor | BH | 149 | 149
AQP12KCMWEM | Industrial Line | LL-HWD | Aqualia Plus HWD 1200mm 25-40W 3000-5000K sensor + nood | BH | 215 | 215
AQP15KC | Industrial Line | LL-HWD | Aqualia Plus HWD 1500mm 36-60W 3000-5000K | BH+ | 137 | 137
AQP15KCDA | Industrial Line | LL-HWD | Aqualia Plus HWD 1500mm 36-60W 3000-5000K DALI | BH | 214 | 214
AQP15KCDAEM | Industrial Line | LL-HWD | Aqualia Plus HWD 1500mm 36-60W 3000-5000K DALI nood | BH | 267 | 267
AQP15KCEM | Industrial Line | LL-HWD | Aqualia Plus HWD 1500mm 36-60W 3000-5000K nood | BH | 212 | 212
AQP15KCMW | Industrial Line | LL-HWD | Aqualia Plus HWD 1500mm 36-60W 3000-5000K sensor | BH | 169 | 169
AQP15KCMWEM | Industrial Line | LL-HWD | Aqualia Plus HWD 1500mm 36-60W 3000-5000K sensor + nood | BH | 235 | 235
AQPENDM1 | Industrial Line | LL-HWD | Aqualia pendelset 1m | A | 12 | 12
AQPENDM5 | Industrial Line | LL-HWD | Aqualia pendelset 5m | A | 19 | 19
AUR1001004GDA | Industrial Line | LL-HIGHBAYS | Aurora 100W 4000K 100° grijs DALI | A | 369 | 369
AUR851004G | Industrial Line | LL-HIGHBAYS | Aurora 100W 4000K 85° grijs | A | 329 | 329
AUR851004GDA | Industrial Line | LL-HIGHBAYS | Aurora 100W 4000K 85° grijs DALI | A | 369 | 369
AUR851504G | Industrial Line | LL-HIGHBAYS | Aurora 150W 4000K 85° grijs | A | 339 | 339
AUR851504GDA | Industrial Line | LL-HIGHBAYS | Aurora 150W 4000K 85° grijs DALI | A | 379 | 379
AUR851504GDAEM | Industrial Line | LL-HIGHBAYS | Aurora 150W 4000K 85° grijs DALI + nood | A | 719 | 719
AUR852004G | Industrial Line | LL-HIGHBAYS | Aurora 200W 4000K 85° grijs | A | 603 | 603
AUR852004GDA | Industrial Line | LL-HIGHBAYS | Aurora 200W 4000K 85° grijs DALI | A | 649 | 649
AUR852404G | Industrial Line | LL-HIGHBAYS | Aurora 240W 4000K 85° grijs | A | 616 | 616
AUR852404GDA | Industrial Line | LL-HIGHBAYS | Aurora 240W 4000K 85° grijs DALI | A | 669 | 669
AUR853004G | Industrial Line | LL-HIGHBAYS | Aurora 300W 4000K 85° grijs | A | 659 | 659
AUR853004GDA | Industrial Line | LL-HIGHBAYS | Aurora 300W 4000K 85° grijs DALI | A | 769 | 769
AUR854004G | Industrial Line | LL-HIGHBAYS | Aurora 400W 4000K 85° grijs | A | 964 | 964
AUR854004GDA | Industrial Line | LL-HIGHBAYS | Aurora 400W 4000K 85° grijs DALI | A | 1056 | 1056
AUR854804G | Industrial Line | LL-HIGHBAYS | Aurora 480W 4000K 85° grijs | A | 989 | 989
AUR854804GDA | Industrial Line | LL-HIGHBAYS | Aurora 480W 4000K 85° grijs DALI | A | 1083 | 1083
AURBRACK1 | Industrial Line | LL-HIGHBAYS | beugel set niet instelbaar voor Aurora 100-480W | A | 31 | 31
AURBRACK2 | Industrial Line | LL-HIGHBAYS | beugel set instelbaar voor Aurora 100-480W | A | 35 | 35
AURBRACK3 | Industrial Line | LL-HIGHBAYS | beugel set montage staalkabel voor Aurora 100-480W | A | 47 | 47
AURPEND1 | Industrial Line | LL-HIGHBAYS | ketting set 1m voor Aurora 100-480W | A | 44 | 44
BLR15060K4 | Industrial Line | LL-HIGHBAYS | Ball-R sporthal armatuur 1528mm 60W 4000K 80° | A | 328 | 328
BLR15060K4DA | Industrial Line | LL-HIGHBAYS | Ball-R sporthal armatuur 1528mm 60W 4000K 80° DALI | A | 398 | 398
BLR15060K4DAEM | Industrial Line | LL-HIGHBAYS | Ball-R sporthal armatuur 1528mm 60W 4000K 80° DALI nood | A | 546 | 546
BLR15060K4EM | Industrial Line | LL-HIGHBAYS | Ball-R sporthal armatuur 1528mm 60W 4000K 80° nood | A | 464 | 464
BLR15080K4 | Industrial Line | LL-HIGHBAYS | Ball-R sporthal armatuur 1528mm 80W 4000K 80° | A | 331 | 331
BLR15080K4DA | Industrial Line | LL-HIGHBAYS | Ball-R sporthal armatuur 1528mm 80W 4000K 80° DALI | A | 412 | 412
BLR15080K4DAEM | Industrial Line | LL-HIGHBAYS | Ball-R sporthal armatuur 1528mm 80W 4000K 80° DALI nood | A | 554 | 554
BLR15080K4EM | Industrial Line | LL-HIGHBAYS | Ball-R sporthal armatuur 1528mm 80W 4000K 80°nood | A | 469 | 469
BLR15100K4 | Industrial Line | LL-HIGHBAYS | Ball-R sporthal armatuur 1528mm 100W 4000K 80° | A | 528 | 528
BLR15100K4DA | Industrial Line | LL-HIGHBAYS | Ball-R sporthal armatuur 1528mm 100W 4000K 80° DALI | A | 589 | 589
BLR15100K4DAEM | Industrial Line | LL-HIGHBAYS | Ball-R sporthal armatuur 1528mm 100W 4000K 80° DALI nood | A | 754 | 754
BLR15100K4EM | Industrial Line | LL-HIGHBAYS | Ball-R sporthal armatuur 1528mm 100W 4000K 80° nood | A | 668 | 668
BLR15150K4 | Industrial Line | LL-HIGHBAYS | Ball-R sporthal armatuur 1528mm 150W 4000K 80° | A | 547 | 547
BLR15150K4DA | Industrial Line | LL-HIGHBAYS | Ball-R sporthal armatuur 1528mm 150W 4000K 80° DALI | A | 608 | 608
BLR15150K4DAEM | Industrial Line | LL-HIGHBAYS | Ball-R sporthal armatuur 1528mm 150W 4000K 80° DALI nood | A | 777 | 777
BLR15150K4EM | Industrial Line | LL-HIGHBAYS | Ball-R sporthal armatuur 1528mm 150W 4000K 80° nood | A | 689 | 689
BLRBRACK | Industrial Line | LL-HIGHBAYS | Ball-R plafondbeugel set 2st. | A | 14 | 14
BLRPENDM1 | Industrial Line | LL-HIGHBAYS | Ball-R pendelset | A | 35 | 35
BMBR80B | Outdoor Line | LL-FLOODLIGHTS | stang 80cm zwart voor Beam | A | 38 | 38
BMF10030B | Outdoor Line | LL-FLOODLIGHTS | Beam Pro schijnwerper 100W 3000K zwart | A+ | 212 | 212
BMF10040B | Outdoor Line | LL-FLOODLIGHTS | Beam Pro schijnwerper 100W 4000K zwart | A+ | 212 | 212
BMF10040BDA | Outdoor Line | LL-FLOODLIGHTS | Beam Pro schijnwerper 100W 4000K zwart DALI | A | 282 | 282
BMF1030B | Outdoor Line | LL-FLOODLIGHTS | Beam Mini schijnwerper 10W 3000K zwart | A+ | 36 | 36
BMF1040B | Outdoor Line | LL-FLOODLIGHTS | Beam Mini schijnwerper 10W 4000K zwart | A+ | 36 | 36
BMF15030B | Outdoor Line | LL-FLOODLIGHTS | Beam Pro schijnwerper 150W 3000K zwart | A+ | 272 | 272
BMF15040B | Outdoor Line | LL-FLOODLIGHTS | Beam Pro schijnwerper 150W 4000K zwart | A+ | 272 | 272
BMF15040BDA | Outdoor Line | LL-FLOODLIGHTS | Beam Pro schijnwerper 150W 4000K zwart DALI | A | 328 | 328
BMF20030B | Outdoor Line | LL-FLOODLIGHTS | Beam Pro schijnwerper 200W 3000K zwart | A+ | 379 | 379
BMF20040B | Outdoor Line | LL-FLOODLIGHTS | Beam Pro schijnwerper 200W 4000K zwart | A+ | 379 | 379
BMF20040BDA | Outdoor Line | LL-FLOODLIGHTS | Beam Pro schijnwerper 200W 4000K zwart DALI | A | 403 | 403
BMF2030B | Outdoor Line | LL-FLOODLIGHTS | Beam Mini schijnwerper 20W 3000K zwart | A+ | 48 | 48
BMF2040B | Outdoor Line | LL-FLOODLIGHTS | Beam Mini schijnwerper 20W 4000K zwart | A+ | 48 | 48
BMF25030B | Outdoor Line | LL-FLOODLIGHTS | Beam Pro schijnwerper 250W 3000K zwart | A+ | 398 | 398
BMF25040B | Outdoor Line | LL-FLOODLIGHTS | Beam Pro schijnwerper 250W 4000K zwart | A+ | 398 | 398
BMF25040BDA | Outdoor Line | LL-FLOODLIGHTS | Beam Pro schijnwerper 250W 4000K zwart DALI | A | 425 | 425
BMF3030B | Outdoor Line | LL-FLOODLIGHTS | Beam Mini schijnwerper 30W 3000K zwart | A+ | 63 | 63
BMF3040B | Outdoor Line | LL-FLOODLIGHTS | Beam Mini schijnwerper 30W 4000K zwart | A+ | 63 | 63
BMF5030B | Outdoor Line | LL-FLOODLIGHTS | Beam Pro schijnwerper 50W 3000K zwart | A+ | 111 | 111
BMF5040B | Outdoor Line | LL-FLOODLIGHTS | Beam Pro schijnwerper 50W 4000K zwart | A+ | 111 | 111
BMF5040BDA | Outdoor Line | LL-FLOODLIGHTS | Beam Pro schijnwerper 50W 4000K zwart DALI | A | 259 | 259
BMF8030B | Outdoor Line | LL-FLOODLIGHTS | Beam Pro schijnwerper 80W 3000K zwart | A+ | 170 | 170
BMF8040B | Outdoor Line | LL-FLOODLIGHTS | Beam Pro schijnwerper 80W 4000K zwart | A+ | 170 | 170
BMF8040BDA | Outdoor Line | LL-FLOODLIGHTS | Beam Pro schijnwerper 80W 4000K zwart DALI | A | 264 | 264
BMGR16B | Outdoor Line | LL-FLOODLIGHTS | grondpin 160x38mm zwart voor Beam | A | 14 | 14
BOL112GUB | Hospitality Line | LL-DECO | Bolero inbouw downlighter richtbaar GU10 zwart | A | 37 | 37
BOL112GUW | Hospitality Line | LL-DECO | Bolero inbouw downlighter richtbaar GU10 wit | A | 37 | 37
BPR1000490B | Outdoor Line | LL-AREA | Bright Pro schijnwerper 1000W 4000K 90° zwart | A | 2419 | 2419
BPR1200490B | Outdoor Line | LL-AREA | Bright Pro schijnwerper 1200W 4000K 90° zwart | A | 3119 | 3119
BPR1500490B | Outdoor Line | LL-AREA | Bright Pro schijnwerper 1500W 4000K 90° zwart | A | 3775 | 3775
BPR250490B | Outdoor Line | LL-AREA | Bright Pro schijnwerper 250W 4000K 90° zwart | A | 589 | 589
BPR500490B | Outdoor Line | LL-AREA | Bright Pro schijnwerper 500W 4000K 90° zwart | A | 1295 | 1295
BPR750490B | Outdoor Line | LL-AREA | Bright Pro schijnwerper 750W 4000K 90° zwart | A | 1846 | 1846
BPS100A40B | Outdoor Line | LL-FLOODLIGHTS | Beam Plus schijnwerper 100W 4000K zwart | A+ | 195 | 195
BPS100A40BDA | Outdoor Line | LL-FLOODLIGHTS | Beam Plus schijnwerper 100W 4000K zwart DALI | A | 295 | 295
BPS150A40B | Outdoor Line | LL-FLOODLIGHTS | Beam Plus schijnwerper 150W 4000K zwart | A+ | 262 | 262
BPS150A40BDA | Outdoor Line | LL-FLOODLIGHTS | Beam Plus schijnwerper 150W 4000K zwart DALI | A | 328 | 328
BPS200A40B | Outdoor Line | LL-FLOODLIGHTS | Beam Plus schijnwerper 200W 4000K zwart | A+ | 347 | 347
BPS200A40BDA | Outdoor Line | LL-FLOODLIGHTS | Beam Plus schijnwerper 200W 4000K zwart DALI | A | 404 | 404
BPS240A40B | Outdoor Line | LL-FLOODLIGHTS | Beam Plus schijnwerper 240W 4000K zwart | A+ | 379 | 379
BPS240A40BDA | Outdoor Line | LL-FLOODLIGHTS | Beam Plus schijnwerper 240W 4000K zwart DALI | A | 428 | 428
BPS50A40B | Outdoor Line | LL-FLOODLIGHTS | Beam Plus schijnwerper 50W 4000K zwart | A+ | 123 | 123
BPS50A40BDA | Outdoor Line | LL-FLOODLIGHTS | Beam Plus schijnwerper 50W 4000K zwart DALI | A | 257 | 257
BPS80A40B | Outdoor Line | LL-FLOODLIGHTS | Beam Plus schijnwerper 80W 4000K zwart | A+ | 184 | 184
BPS80A40BDA | Outdoor Line | LL-FLOODLIGHTS | Beam Plus schijnwerper 80W 4000K zwart DALI | A | 263 | 263
BPSRPMBB | Outdoor Line | LL-FLOODLIGHTS | Beam Plus beugel voor montage rond pyloon | A | 49 | 49
BPSTCMBB | Outdoor Line | LL-FLOODLIGHTS | Beam Plus beugel voor hoekmontage | A | 63 | 63
BPSTPMBB | Outdoor Line | LL-FLOODLIGHTS | Beam Plus beugel voor montage op top pyloon D48-60mm | A | 46 | 46
BRS1200B.X.X | Outdoor Line | LL-AREA | Bright Plus schijnwerper 1200W zwart (kleurtemperatuur)(lens) | A | 3229 | 3229
BRS1500B.X.X | Outdoor Line | LL-AREA | Bright Plus schijnwerper 1500W zwart (kleurtemperatuur)(lens) | A | 3999 | 3999
BRS300B.X.X | Outdoor Line | LL-AREA | Bright Plus schijnwerper 300W zwart (kleurtemperatuur)(lens) | A | 912 | 912
BRS300DBX | Outdoor Line | LL-AREA | driver box Bright Plus 300W | A | 149 | 149
BRS600B.X.X | Outdoor Line | LL-AREA | Bright Plus schijnwerper 600W zwart (kleurtemperatuur)(lens) | A | 1772 | 1772
BRS600DBX | Outdoor Line | LL-AREA | driver box Bright Plus 600-1500W | A | 149 | 149
BRS900B.X.X | Outdoor Line | LL-AREA | Bright Plus schijnwerper 900W zwart (kleurtemperatuur)(lens) | A | 2617 | 2617
BRSCAGEM | Outdoor Line | LL-AREA | beschermkooi voor 1 module Bright Plus | A | 69 | 69
CAGE2720B | Hospitality Line | LL-SUSPENDED | Cage E27 pendelarmatuur met rosette zwart | A | 64 | 64
CO30PCO2 | Linear Line | LL-LEDPROFILES | cover 2000x30mm PC opaal | ALP | 17 | 17
CO30PCO3 | Linear Line | LL-LEDPROFILES | cover 3000x30mm PC opaal | ALP | 26 | 26
COC16XFO2 | Linear Line | LL-LEDPROFILES | cover verticaal buigzaam 2000mm voor APX1606 PC opaal | ALP | 10 | 10
COF102733 | Linear Line | LL-LEDSTRIPS | led-strip COF 5m 24V 2700K 11,2W/m IP33 CRI90 | LST | 155 | 155
COF102767 | Linear Line | LL-LEDSTRIPS | led-strip COF 5m 24V 2700K 11,2W/m IP67 CRI90 | LST | 185 | 185
COF103033 | Linear Line | LL-LEDSTRIPS | led-strip COF 5m 24V 3000K 11,2W/m IP33 CRI90 | LST | 155 | 155
COF103067 | Linear Line | LL-LEDSTRIPS | led-strip COF 5m 24V 3000K 11,2W/m IP67 CRI90 | LST | 185 | 185
COF104033 | Linear Line | LL-LEDSTRIPS | led-strip COF 5m 24V 4000K 11,2W/m IP33 CRI90 | LST | 155 | 155
COF104067 | Linear Line | LL-LEDSTRIPS | led-strip COF 5m 24V 4000K 11,2W/m IP67 CRI90 | LST | 185 | 185
COPC08O1 | Linear Line | LL-LEDPROFILES | cover 1000x8mm PC opaal | ALP | 4.5 | 4.5
COPC08O2 | Linear Line | LL-LEDPROFILES | cover 2000x8mm PC opaal | ALP | 9 | 9
COPC10XO2 | Linear Line | LL-LEDPROFILES | cover 2000x10mm PC opaal | ALP | 12 | 12
COPC16XCO2 | Linear Line | LL-LEDPROFILES | cover gebogen 2000mm voor APX1616A PC opaal | ALP | 12 | 12
COPC16XSO2 | Linear Line | LL-LEDPROFILES | cover vierkant 2000mm voor APX1616A PC opaal | ALP | 12 | 12
COPC17BL2 | Linear Line | LL-LEDPROFILES | cover 2000x17mm PC zwart | ALP | 19 | 19
COPC17BL3 | Linear Line | LL-LEDPROFILES | cover 3000x17mm PC zwart | ALP | 29 | 29
COPC17CL2 | Linear Line | LL-LEDPROFILES | cover 2000x17mm PC transparant | ALP | 10 | 10
COPC17CL3 | Linear Line | LL-LEDPROFILES | cover 3000x17mm PC transparant | ALP | 16 | 16
COPC17O2 | Linear Line | LL-LEDPROFILES | cover 2000x17mm PC opaal | ALP | 10 | 10
COPC17O3 | Linear Line | LL-LEDPROFILES | cover 3000x17mm PC opaal | ALP | 16 | 16
COPC2020XRO2 | Linear Line | LL-LEDPROFILES | cover gebogen 2000mm voor APX2020 PC opaal | ALP | 14 | 14
COPC2020XSO2 | Linear Line | LL-LEDPROFILES | cover vierkant 2000mm voor APX2020 PC opaal | ALP | 14 | 14
COPC20XRO2 | Linear Line | LL-LEDPROFILES | cover rond 2000mm voor APXR21 PC opaal | ALP | 14 | 14
COPC21XO2 | Linear Line | LL-LEDPROFILES | cover 2000x21mm PC opaal | ALP | 13 | 13
COPC24CL2 | Linear Line | LL-LEDPROFILES | cover 2000x24mm PC transparant | ALP | 14 | 14
COPC24CL3 | Linear Line | LL-LEDPROFILES | cover 3000x24mm PC transparant | ALP | 20 | 20
COPC24O2 | Linear Line | LL-LEDPROFILES | cover 2000x24mm PC opaal | ALP | 14 | 14
COPC24O3 | Linear Line | LL-LEDPROFILES | cover 3000x24mm PC opaal | ALP | 20 | 20
COPC30XCO2 | Linear Line | LL-LEDPROFILES | cover gebogen 2000mm voor APX3030 PC opaal | ALP | 14 | 14
COPC35BL2 | Linear Line | LL-LEDPROFILES | cover 2000x35mm PC zwart | ALP | 33 | 33
COPC35BL3 | Linear Line | LL-LEDPROFILES | cover 3000x35mm PC zwart | ALP | 49 | 49
COPC35O2 | Linear Line | LL-LEDPROFILES | cover 2000x35mm PC opaal | ALP | 16 | 16
COPC35O3 | Linear Line | LL-LEDPROFILES | cover 3000x35mm PC opaal | ALP | 22 | 22
COPM17OM2 | Linear Line | LL-LEDPROFILES | cover 2000x17mm PMMA opaal mat | ALP | 10 | 10
COPM17OM3 | Linear Line | LL-LEDPROFILES | cover 3000x17mm PMMA opaal mat | ALP | 16 | 16
COPM17SCL2 | Linear Line | LL-LEDPROFILES | cover 2000x17mm PMMA semi transparant | ALP | 10 | 10
COPM17SCL3 | Linear Line | LL-LEDPROFILES | cover 3000x17mm PMMA semi transparant | ALP | 16 | 16
COPM30XSO2 | Linear Line | LL-LEDPROFILES | cover vierkant 2000mm voor APX3030 PMMA opaal mat | ALP | 14 | 14
CUB105103B | Hospitality Line | LL-DECO | Cube 10W vierkant opbouwarmatuur zwart 3000K 40° | A | 118 | 118
CUB105103W | Hospitality Line | LL-DECO | Cube 10W vierkant opbouwarmatuur wit 3000K 40° | A | 118 | 118
CUB105104B | Hospitality Line | LL-DECO | Cube 10W vierkant opbouwarmatuur zwart 4000K 40° | A | 118 | 118
CUB105104W | Hospitality Line | LL-DECO | Cube 10W vierkant opbouwarmatuur wit 4000K 40° | A | 118 | 118
CUB105GUB | Hospitality Line | LL-DECO | Cube vierkant opbouwarmatuur GU10 zwart | A | 73 | 73
CUB105GUW | Hospitality Line | LL-DECO | Cube vierkant opbouwarmatuur GU10 wit | A | 73 | 73
CUB2200203B | Hospitality Line | LL-DECO | Cube 2 20W rechthoekig opbouwarmatuur zwart 3000K 40° | A | 197 | 197
CUB2200203W | Hospitality Line | LL-DECO | Cube 2 20W rechthoekig opbouwarmatuur wit 3000K 40° | A | 197 | 197
CUB2200204B | Hospitality Line | LL-DECO | Cube 2 20W rechthoekig opbouwarmatuur zwart 4000K 40° | A | 197 | 197
CUB2200204W | Hospitality Line | LL-DECO | Cube 2 20W rechthoekig opbouwarmatuur wit 4000K 40° | A | 197 | 197
CUB2200GUB | Hospitality Line | LL-DECO | Cube 2 opbouwarmatuur GU10 zwart | A | 109 | 109
CUB2200GUW | Hospitality Line | LL-DECO | Cube 2 opbouwarmatuur GU10 wit | A | 109 | 109
CUBWIPUD11073B | Hospitality Line | LL-DECO | Cube wall 12W vierkant wandarmatuur IP65 zwart 3000K | A | 95 | 95
CUBWIPUD11073W | Hospitality Line | LL-DECO | Cube wall 12W vierkant wandarmatuur IP65 wit 3000K | A | 95 | 95
CUBWIPUD11074B | Hospitality Line | LL-DECO | Cube wall 12W vierkant wandarmatuur IP65 zwart 4000K | A | 95 | 95
CUBWIPUD11074W | Hospitality Line | LL-DECO | Cube wall 12W vierkant wandarmatuur IP65 wit 4000K | A | 95 | 95
CUBWUD10073B | Hospitality Line | LL-DECO | Cube wall 7W vierkant wandarmatuur zwart 3000K | A | 78 | 78
CUBWUD10073W | Hospitality Line | LL-DECO | Cube wall 7W vierkant wandarmatuur wit 3000K | A | 78 | 78
CUBWUD10074B | Hospitality Line | LL-DECO | Cube wall 7W vierkant wandarmatuur zwart 4000K | A | 78 | 78
CUBWUD10074W | Hospitality Line | LL-DECO | Cube wall 7W vierkant wandarmatuur wit 4000K | A | 78 | 78
DCO1240P3B | Utility Line | LL-CEIL | Disc-O 1240mm 3000K zwart 72W pendel direct | A | 1878 | 1878
DCO1240P3BDA | Utility Line | LL-CEIL | Disc-O 1240mm 3000K zwart 72W pendel direct DALI | A | 1951 | 1951
DCO1240P3W | Utility Line | LL-CEIL | Disc-O 1240mm 3000K wit 72W pendel direct | A | 1878 | 1878
DCO1240P3WDA | Utility Line | LL-CEIL | Disc-O 1240mm 3000K wit 72W pendel direct DALI | A | 1951 | 1951
DCO1240P4B | Utility Line | LL-CEIL | Disc-O 1240mm 4000K zwart 72W pendel direct | A | 1878 | 1878
DCO1240P4BDA | Utility Line | LL-CEIL | Disc-O 1240mm 4000K zwart 72W pendel direct DALI | A | 1951 | 1951
DCO1240P4W | Utility Line | LL-CEIL | Disc-O 1240mm 4000K wit 72W pendel direct | A | 1878 | 1878
DCO1240P4WDA | Utility Line | LL-CEIL | Disc-O 1240mm 4000K wit 72W pendel direct DALI | A | 1951 | 1951
DCO1240S3B | Utility Line | LL-CEIL | Disc-O 1240mm 3000K zwart 72W opbouw direct | A | 1838 | 1838
DCO1240S3BDA | Utility Line | LL-CEIL | Disc-O 1240mm 3000K zwart 72W opbouw direct DALI | A | 1910 | 1910
DCO1240S3W | Utility Line | LL-CEIL | Disc-O 1240mm 3000K wit 72W opbouw direct | A | 1838 | 1838
DCO1240S3WDA | Utility Line | LL-CEIL | Disc-O 1240mm 3000K wit 72W opbouw direct DALI | A | 1910 | 1910
DCO1240S4B | Utility Line | LL-CEIL | Disc-O 1240mm 4000K zwart 72W opbouw direct | A | 1838 | 1838
DCO1240S4BDA | Utility Line | LL-CEIL | Disc-O 1240mm 4000K zwart 72W opbouw direct DALI | A | 1910 | 1910
DCO1240S4W | Utility Line | LL-CEIL | Disc-O 1240mm 4000K wit 72W opbouw direct | A | 1838 | 1838
DCO1240S4WDA | Utility Line | LL-CEIL | Disc-O 1240mm 4000K wit 72W opbouw direct DALI | A | 1910 | 1910
DCO1240UDP3B | Utility Line | LL-CEIL | Disc-O 1240mm 3000K zwart 45+15W pendel direct-indirect | A | 2113 | 2113
DCO1240UDP3BDA | Utility Line | LL-CEIL | Disc-O 1240mm 3000K zwart 45+15W pendel direct-indirect DALI | A | 2252 | 2252
DCO1240UDP3W | Utility Line | LL-CEIL | Disc-O 1240mm 3000K wit 45+15W pendel direct-indirect | A | 2113 | 2113
DCO1240UDP3WDA | Utility Line | LL-CEIL | Disc-O 1240mm 3000K wit 45+15W pendel direct-indirect DALI | A | 2252 | 2252
DCO1240UDP4B | Utility Line | LL-CEIL | Disc-O 1240mm 4000K zwart 45+15W pendel direct-indirect | A | 2113 | 2113
DCO1240UDP4BDA | Utility Line | LL-CEIL | Disc-O 1240mm 4000K zwart 45+15W pendel direct-indirect DALI | A | 2252 | 2252
DCO1240UDP4W | Utility Line | LL-CEIL | Disc-O 1240mm 4000K wit 45+15W pendel direct-indirect | A | 2113 | 2113
DCO1240UDP4WDA | Utility Line | LL-CEIL | Disc-O 1240mm 4000K wit 45+15W pendel direct-indirect DALI | A | 2252 | 2252
DCO1519P3B | Utility Line | LL-CEIL | Disc-O 1519mm 3000K zwart 90W pendel direct | A | 2278 | 2278
DCO1519P3BDA | Utility Line | LL-CEIL | Disc-O 1519mm 3000K zwart 90W pendel direct DALI | A | 2350 | 2350
DCO1519P3W | Utility Line | LL-CEIL | Disc-O 1519mm 3000K wit 90W pendel direct | A | 2278 | 2278
DCO1519P3WDA | Utility Line | LL-CEIL | Disc-O 1519mm 3000K wit 90W pendel direct DALI | A | 2350 | 2350
DCO1519P4B | Utility Line | LL-CEIL | Disc-O 1519mm 4000K zwart 90W pendel direct | A | 2278 | 2278
DCO1519P4BDA | Utility Line | LL-CEIL | Disc-O 1519mm 4000K zwart 90W pendel direct DALI | A | 2350 | 2350
DCO1519P4W | Utility Line | LL-CEIL | Disc-O 1519mm 4000K wit 90W pendel direct | A | 2278 | 2278
DCO1519P4WDA | Utility Line | LL-CEIL | Disc-O 1519mm 4000K wit 90W pendel direct DALI | A | 2350 | 2350
DCO1519S3B | Utility Line | LL-CEIL | Disc-O 1519mm 3000K zwart 90W opbouw direct | A | 2188 | 2188
DCO1519S3BDA | Utility Line | LL-CEIL | Disc-O 1519mm 3000K zwart 90W opbouw direct DALI | A | 2261 | 2261
DCO1519S3W | Utility Line | LL-CEIL | Disc-O 1519mm 3000K wit 90W opbouw direct | A | 2188 | 2188
DCO1519S3WDA | Utility Line | LL-CEIL | Disc-O 1519mm 3000K wit 90W opbouw direct DALI | A | 2261 | 2261
DCO1519S4B | Utility Line | LL-CEIL | Disc-O 1519mm 4000K zwart 90W opbouw direct | A | 2188 | 2188
DCO1519S4BDA | Utility Line | LL-CEIL | Disc-O 1519mm 4000K zwart 90W opbouw direct DALI | A | 2261 | 2261
DCO1519S4W | Utility Line | LL-CEIL | Disc-O 1519mm 4000K wit 90W opbouw direct | A | 2188 | 2188
DCO1519S4WDA | Utility Line | LL-CEIL | Disc-O 1519mm 4000K wit 90W opbouw direct DALI | A | 2261 | 2261
DCO1519UDP3B | Utility Line | LL-CEIL | Disc-O 1519mm 3000K zwart 45+15W pendel direct-indirect | A | 2570 | 2570
DCO1519UDP3BDA | Utility Line | LL-CEIL | Disc-O 1519mm 3000K zwart 45+15W pendel direct-indirect DALI | A | 2710 | 2710
DCO1519UDP3W | Utility Line | LL-CEIL | Disc-O 1519mm 3000K wit 45+15W pendel direct-indirect | A | 2570 | 2570
DCO1519UDP3WDA | Utility Line | LL-CEIL | Disc-O 1519mm 3000K wit 45+15W pendel direct-indirect DALI | A | 2710 | 2710
DCO1519UDP4B | Utility Line | LL-CEIL | Disc-O 1519mm 4000K zwart 45+15W pendel direct-indirect | A | 2570 | 2570
DCO1519UDP4BDA | Utility Line | LL-CEIL | Disc-O 1519mm 4000K zwart 45+15W pendel direct-indirect DALI | A | 2710 | 2710
DCO1519UDP4W | Utility Line | LL-CEIL | Disc-O 1519mm 4000K wit 45+15W pendel direct-indirect | A | 2570 | 2570
DCO1519UDP4WDA | Utility Line | LL-CEIL | Disc-O 1519mm 4000K wit 45+15W pendel direct-indirect DALI | A | 2710 | 2710
DCO444P3B | Utility Line | LL-CEIL | Disc-O 444mm 3000K zwart 28W pendel direct | A | 789 | 789
DCO444P3BDA | Utility Line | LL-CEIL | Disc-O 444mm 3000K zwart 28W pendel direct DALI | A | 862 | 862
DCO444P3W | Utility Line | LL-CEIL | Disc-O 444mm 3000K wit 28W pendel direct | A | 789 | 789
DCO444P3WDA | Utility Line | LL-CEIL | Disc-O 444mm 3000K wit 28W pendel direct DALI | A | 862 | 862
DCO444P4B | Utility Line | LL-CEIL | Disc-O 444mm 4000K zwart 28W pendel direct | A | 789 | 789
DCO444P4BDA | Utility Line | LL-CEIL | Disc-O 444mm 4000K zwart 28W pendel direct DALI | A | 862 | 862
DCO444P4W | Utility Line | LL-CEIL | Disc-O 444mm 4000K wit 28W pendel direct | A | 789 | 789
DCO444P4WDA | Utility Line | LL-CEIL | Disc-O 444mm 4000K wit 28W pendel direct DALI | A | 862 | 862
DCO444S3B | Utility Line | LL-CEIL | Disc-O 444mm 3000K zwart 28W opbouw direct | A | 738 | 738
DCO444S3BDA | Utility Line | LL-CEIL | Disc-O 444mm 3000K zwart 28W opbouw direct DALI | A | 810 | 810
DCO444S3W | Utility Line | LL-CEIL | Disc-O 444mm 3000K wit 28W opbouw direct | A | 738 | 738
DCO444S3WDA | Utility Line | LL-CEIL | Disc-O 444mm 3000K wit 28W opbouw direct DALI | A | 810 | 810
DCO444S4B | Utility Line | LL-CEIL | Disc-O 444mm 4000K zwart 28W opbouw direct | A | 738 | 738
DCO444S4BDA | Utility Line | LL-CEIL | Disc-O 444mm 4000K zwart 28W opbouw direct DALI | A | 810 | 810
DCO444S4W | Utility Line | LL-CEIL | Disc-O 444mm 4000K wit 28W opbouw direct | A | 738 | 738
DCO444S4WDA | Utility Line | LL-CEIL | Disc-O 444mm 4000K wit 28W opbouw direct DALI | A | 810 | 810
DCO770P3B | Utility Line | LL-CEIL | Disc-O 770mm 3000K zwart 45W pendel direct | A | 948 | 948
DCO770P3BDA | Utility Line | LL-CEIL | Disc-O 770mm 3000K zwart 45W pendel direct DALI | A | 1020 | 1020
DCO770P3W | Utility Line | LL-CEIL | Disc-O 770mm 3000K wit 45W pendel direct | A | 948 | 948
DCO770P3WDA | Utility Line | LL-CEIL | Disc-O 770mm 3000K wit 45W pendel direct DALI | A | 1020 | 1020
DCO770P4B | Utility Line | LL-CEIL | Disc-O 770mm 4000K zwart 45W pendel direct | A | 948 | 948
DCO770P4BDA | Utility Line | LL-CEIL | Disc-O 770mm 4000K zwart 45W pendel direct DALI | A | 1020 | 1020
DCO770P4W | Utility Line | LL-CEIL | Disc-O 770mm 4000K wit 45W pendel direct | A | 948 | 948
DCO770P4WDA | Utility Line | LL-CEIL | Disc-O 770mm 4000K wit 45W pendel direct DALI | A | 1020 | 1020
DCO770S3B | Utility Line | LL-CEIL | Disc-O 770mm 3000K zwart 45W opbouw direct | A | 919 | 919
DCO770S3BDA | Utility Line | LL-CEIL | Disc-O 770mm 3000K zwart 45W opbouw direct DALI | A | 991 | 991
DCO770S3W | Utility Line | LL-CEIL | Disc-O 770mm 3000K wit 45W opbouw direct | A | 919 | 919
DCO770S3WDA | Utility Line | LL-CEIL | Disc-O 770mm 3000K wit 45W opbouw direct DALI | A | 991 | 991
DCO770S4B | Utility Line | LL-CEIL | Disc-O 770mm 4000K zwart 45W opbouw direct | A | 919 | 919
DCO770S4BDA | Utility Line | LL-CEIL | Disc-O 770mm 4000K zwart 45W opbouw direct DALI | A | 991 | 991
DCO770S4W | Utility Line | LL-CEIL | Disc-O 770mm 4000K wit 45W opbouw direct | A | 919 | 919
DCO770S4WDA | Utility Line | LL-CEIL | Disc-O 770mm 4000K wit 45W opbouw direct DALI | A | 991 | 991
DCO777UDP3B | Utility Line | LL-CEIL | Disc-O 777mm 3000K zwart 45+15W pendel direct-indirect | A | 1085 | 1085
DCO777UDP3BDA | Utility Line | LL-CEIL | Disc-O 777mm 3000K zwart 45+15W pendel direct-indirect DALI | A | 1225 | 1225
DCO777UDP3W | Utility Line | LL-CEIL | Disc-O 777mm 3000K wit 45+15W pendel direct-indirect | A | 1085 | 1085
DCO777UDP3WDA | Utility Line | LL-CEIL | Disc-O 777mm 3000K wit 45+15W pendel direct-indirect DALI | A | 1225 | 1225
DCO777UDP4B | Utility Line | LL-CEIL | Disc-O 777mm 4000K zwart 45+15W pendel direct-indirect | A | 1085 | 1085
DCO777UDP4BDA | Utility Line | LL-CEIL | Disc-O 777mm 4000K zwart 45+15W pendel direct-indirect DALI | A | 1225 | 1225
DCO777UDP4W | Utility Line | LL-CEIL | Disc-O 777mm 4000K wit 45+15W pendel direct-indirect | A | 1085 | 1085
DCO777UDP4WDA | Utility Line | LL-CEIL | Disc-O 777mm 4000K wit 45+15W pendel direct-indirect DALI | A | 1225 | 1225
DCO980P3B | Utility Line | LL-CEIL | Disc-O 980mm 3000K zwart 57W pendel direct | A | 1359 | 1359
DCO980P3BDA | Utility Line | LL-CEIL | Disc-O 980mm 3000K zwart 57W pendel direct DALI | A | 1432 | 1432
DCO980P3W | Utility Line | LL-CEIL | Disc-O 980mm 3000K wit 57W pendel direct | A | 1359 | 1359
DCO980P3WDA | Utility Line | LL-CEIL | Disc-O 980mm 3000K wit 57W pendel direct DALI | A | 1432 | 1432
DCO980P4B | Utility Line | LL-CEIL | Disc-O 980mm 4000K zwart 57W pendel direct | A | 1359 | 1359
DCO980P4BDA | Utility Line | LL-CEIL | Disc-O 980mm 4000K zwart 57W pendel direct DALI | A | 1432 | 1432
DCO980P4W | Utility Line | LL-CEIL | Disc-O 980mm 4000K wit 57W pendel direct | A | 1359 | 1359
DCO980P4WDA | Utility Line | LL-CEIL | Disc-O 980mm 4000K wit 57W pendel direct DALI | A | 1432 | 1432
DCO980S3B | Utility Line | LL-CEIL | Disc-O 980mm 3000K zwart 57W opbouw direct | A | 1319 | 1319
DCO980S3BDA | Utility Line | LL-CEIL | Disc-O 980mm 3000K zwart 57W opbouw direct DALI | A | 1392 | 1392
DCO980S3W | Utility Line | LL-CEIL | Disc-O 980mm 3000K wit 57W opbouw direct | A | 1319 | 1319
DCO980S3WDA | Utility Line | LL-CEIL | Disc-O 980mm 3000K wit 57W opbouw direct DALI | A | 1392 | 1392
DCO980S4B | Utility Line | LL-CEIL | Disc-O 980mm 4000K zwart 57W opbouw direct | A | 1319 | 1319
DCO980S4BDA | Utility Line | LL-CEIL | Disc-O 980mm 4000K zwart 57W opbouw direct DALI | A | 1392 | 1392
DCO980S4W | Utility Line | LL-CEIL | Disc-O 980mm 4000K wit 57W opbouw direct | A | 1319 | 1319
DCO980S4WDA | Utility Line | LL-CEIL | Disc-O 980mm 4000K wit 57W opbouw direct DALI | A | 1392 | 1392
DCO980UDP3B | Utility Line | LL-CEIL | Disc-O 980mm 3000K zwart 45+15W pendel direct-indirect | A | 1555 | 1555
DCO980UDP3BDA | Utility Line | LL-CEIL | Disc-O 980mm 3000K zwart 45+15W pendel direct-indirect DALI | A | 1694 | 1694
DCO980UDP3W | Utility Line | LL-CEIL | Disc-O 980mm 3000K wit 45+15W pendel direct-indirect | A | 1555 | 1555
DCO980UDP3WDA | Utility Line | LL-CEIL | Disc-O 980mm 3000K wit 45+15W pendel direct-indirect DALI | A | 1694 | 1694
DCO980UDP4B | Utility Line | LL-CEIL | Disc-O 980mm 4000K zwart 45+15W pendel direct-indirect | A | 1555 | 1555
DCO980UDP4BDA | Utility Line | LL-CEIL | Disc-O 980mm 4000K zwart 45+15W pendel direct-indirect DALI | A | 1694 | 1694
DCO980UDP4W | Utility Line | LL-CEIL | Disc-O 980mm 4000K wit 45+15W pendel direct-indirect | A | 1555 | 1555
DCO980UDP4WDA | Utility Line | LL-CEIL | Disc-O 980mm 4000K wit 45+15W pendel direct-indirect DALI | A | 1694 | 1694
DIA1282333 | Linear Line | LL-LEDSTRIPS | led-strip 5m 24V 2300K 9,6W/m 128led/m IP33 CRI95 | LST | 99 | 99
DIA1282367 | Linear Line | LL-LEDSTRIPS | led-strip 5m 24V 2300K 9,6W/m 128led/m IP67 CRI95 | LST | 143 | 143
DIA1282733 | Linear Line | LL-LEDSTRIPS | led-strip 5m 24V 2700K 9,6W/m 128led/m IP33 CRI95 | LST | 99 | 99
DIA1282767 | Linear Line | LL-LEDSTRIPS | led-strip 5m 24V 2700K 9,6W/m 128led/m IP67 CRI95 | LST | 143 | 143
DIA1283033 | Linear Line | LL-LEDSTRIPS | led-strip 5m 24V 3000K 9,6W/m 128led/m IP33 CRI95 | LST | 99 | 99
DIA1283067 | Linear Line | LL-LEDSTRIPS | led-strip 5m 24V 3000K 9,6W/m 128led/m IP67 CRI95 | LST | 143 | 143
DIA1284033 | Linear Line | LL-LEDSTRIPS | led-strip 5m 24V 4000K 9,6W/m 128led/m IP33 CRI95 | LST | 99 | 99
DIA1284067 | Linear Line | LL-LEDSTRIPS | led-strip 5m 24V 4000K 9,6W/m 128led/m IP67 CRI95 | LST | 143 | 143
DIA1602333 | Linear Line | LL-LEDSTRIPS | led-strip 5m 24V 2300K 14,4W/m 160led/m IP33 CRI95 | LST | 133 | 133
DIA1602367 | Linear Line | LL-LEDSTRIPS | led-strip 5m 24V 2300K 14,4W/m 160led/m IP67 CRI95 | LST | 188 | 188
DIA1602733 | Linear Line | LL-LEDSTRIPS | led-strip 5m 24V 2700K 14,4W/m 160led/m IP33 CRI95 | LST | 133 | 133
DIA1602767 | Linear Line | LL-LEDSTRIPS | led-strip 5m 24V 2700K 14,4W/m 160led/m IP67 CRI95 | LST | 188 | 188
DIA1603033 | Linear Line | LL-LEDSTRIPS | led-strip 5m 24V 3000K 14,4W/m 160led/m IP33 CRI95 | LST | 133 | 133
DIA1603067 | Linear Line | LL-LEDSTRIPS | led-strip 5m 24V 3000K 14,4W/m 160led/m IP67 CRI95 | LST | 188 | 188
DIA1604033 | Linear Line | LL-LEDSTRIPS | led-strip 5m 24V 4000K 14,4W/m 160led/m IP33 CRI95 | LST | 133 | 133
DIA1604067 | Linear Line | LL-LEDSTRIPS | led-strip 5m 24V 4000K 14,4W/m 160led/m IP67 CRI95 | LST | 188 | 188
DIA1922333 | Linear Line | LL-LEDSTRIPS | led-strip 5m 24V 2300K 17,6W/m 192led/m IP33 CRI95 | LST | 150 | 150
DIA1922733 | Linear Line | LL-LEDSTRIPS | led-strip 5m 24V 2700K 17,6W/m 192led/m IP33 CRI95 | LST | 150 | 150
DIA1923033 | Linear Line | LL-LEDSTRIPS | led-strip 5m 24V 3000K 17,6W/m 192led/m IP33 CRI95 | LST | 150 | 150
DIA1924033 | Linear Line | LL-LEDSTRIPS | led-strip 5m 24V 4000K 17,6W/m 192led/m IP33 CRI95 | LST | 150 | 150
DIA2402333 | Linear Line | LL-LEDSTRIPS | led-strip 5m 24V 2300K 22W/m 240led/m IP33 CRI95 | LST | 164 | 164
DIA2402733 | Linear Line | LL-LEDSTRIPS | led-strip 5m 24V 2700K 22W/m 240led/m IP33 CRI95 | LST | 164 | 164
DIA2403033 | Linear Line | LL-LEDSTRIPS | led-strip 5m 24V 3000K 22W/m 240led/m IP33 CRI95 | LST | 164 | 164
DIA2404033 | Linear Line | LL-LEDSTRIPS | led-strip 5m 24V 4000K 22W/m 240led/m IP33 CRI95 | LST | 164 | 164
DIA642333 | Linear Line | LL-LEDSTRIPS | led-strip 5m 24V 2300K 4,8W/m 64led/m IP33 CRI95 | LST | 68 | 68
DIA642367 | Linear Line | LL-LEDSTRIPS | led-strip 5m 24V 2300K 4,8W/m 64led/m IP67 CRI95 | LST | 107 | 107
DIA642733 | Linear Line | LL-LEDSTRIPS | led-strip 5m 24V 2700K 4,8W/m 64led/m IP33 CRI95 | LST | 68 | 68
DIA642767 | Linear Line | LL-LEDSTRIPS | led-strip 5m 24V 2700K 4,8W/m 64led/m IP67 CRI95 | LST | 107 | 107
DIA643033 | Linear Line | LL-LEDSTRIPS | led-strip 5m 24V 3000K 4,8W/m 64led/m IP33 CRI95 | LST | 68 | 68
DIA643067 | Linear Line | LL-LEDSTRIPS | led-strip 5m 24V 3000K 4,8W/m 64led/m IP67 CRI95 | LST | 107 | 107
DIA644033 | Linear Line | LL-LEDSTRIPS | led-strip 5m 24V 4000K 4,8W/m 64led/m IP33 CRI95 | LST | 68 | 68
DIA644067 | Linear Line | LL-LEDSTRIPS | led-strip 5m 24V 4000K 4,8W/m 64led/m IP67 CRI95 | LST | 107 | 107
DIA802333 | Linear Line | LL-LEDSTRIPS | led-strip 5m 24V 2300K 7,2W/m 80led/m IP33 CRI95 | LST | 76 | 76
DIA802367 | Linear Line | LL-LEDSTRIPS | led-strip 5m 24V 2300K 7,2W/m 80led/m IP67 CRI95 | LST | 112 | 112
DIA802733 | Linear Line | LL-LEDSTRIPS | led-strip 5m 24V 2700K 7,2W/m 80led/m IP33 CRI95 | LST | 76 | 76
DIA802767 | Linear Line | LL-LEDSTRIPS | led-strip 5m 24V 2700K 7,2W/m 80led/m IP67 CRI95 | LST | 112 | 112
DIA803033 | Linear Line | LL-LEDSTRIPS | led-strip 5m 24V 3000K 7,2W/m 80led/m IP33 CRI95 | LST | 76 | 76
DIA803067 | Linear Line | LL-LEDSTRIPS | led-strip 5m 24V 3000K 7,2W/m 80led/m IP67 CRI95 | LST | 112 | 112
DIA804033 | Linear Line | LL-LEDSTRIPS | led-strip 5m 24V 4000K 7,2W/m 80led/m IP33 CRI95 | LST | 76 | 76
DIA804067 | Linear Line | LL-LEDSTRIPS | led-strip 5m 24V 4000K 7,2W/m 80led/m IP67 CRI95 | LST | 112 | 112
DMXCON4CH | Linear Line | LL-CONTROL | DMX converter naar PWM 4-kanaals 24VDC 480W | CTR | 65 | 65
DMXCON4CHDIN | Linear Line | LL-CONTROL | DMX conerter naar PWM 4-kanaals 24VDC 480W DIN-rail | CTR | 68 | 68
DPR301203 | Utility Line | LL-PANELS | Desky Pro led-paneel 300x1200mm 3000K opaal | BP+ | 75 | 75
DPR301204 | Utility Line | LL-PANELS | Desky Pro led-paneel 300x1200mm 4000K opaal | BP+ | 75 | 75
DPR30120SFR | Utility Line | LL-PANELS | Desky Pro opbouwkader 300x1200x70mm wit | A | 39 | 39
DPR60603 | Utility Line | LL-PANELS | Desky Pro led-paneel 600x600mm 3000K opaal | BP+ | 72 | 72
DPR60604 | Utility Line | LL-PANELS | Desky Pro led-paneel 600x600mm 4000K opaal | BP+ | 72 | 72
DPR6060SFR | Utility Line | LL-PANELS | Desky Pro opbouwkader 600x600x70mm wit | A | 35 | 35
DSC1144P3B | Utility Line | LL-CEIL | Disc 1144mm 3000K zwart 120W pendel direct | A | 1759 | 1759
DSC1144P3BDA | Utility Line | LL-CEIL | Disc 1144mm 3000K zwart 120W pendel direct DALI | A | 1865 | 1865
DSC1144P3BDAEM | Utility Line | LL-CEIL | Disc 1144mm 3000K zwart 120W pendel direct nood 1h DALI | A | 2205 | 2205
DSC1144P3BEM | Utility Line | LL-CEIL | Disc 1144mm 3000K zwart 120W pendel direct nood 1h | A | 2091 | 2091
DSC1144P3W | Utility Line | LL-CEIL | Disc 1144mm 3000K wit 120W pendel direct | A | 1759 | 1759
DSC1144P3WDA | Utility Line | LL-CEIL | Disc 1144mm 3000K wit 120W pendel direct DALI | A | 1865 | 1865
DSC1144P3WDAEM | Utility Line | LL-CEIL | Disc 1144mm 3000K wit 120W pendel direct nood 1h DALI | A | 2205 | 2205
DSC1144P3WEM | Utility Line | LL-CEIL | Disc 1144mm 3000K wit 120W pendel direct nood 1h | A | 2091 | 2091
DSC1144P4B | Utility Line | LL-CEIL | Disc 1144mm 4000K zwart 120W pendel direct | A | 1759 | 1759
DSC1144P4BDA | Utility Line | LL-CEIL | Disc 1144mm 4000K zwart 120W pendel direct DALI | A | 1865 | 1865
DSC1144P4BDAEM | Utility Line | LL-CEIL | Disc 1144mm 4000K zwart 120W pendel direct nood 1h DALI | A | 2205 | 2205
DSC1144P4BEM | Utility Line | LL-CEIL | Disc 1144mm 4000K zwart 120W pendel direct nood 1h | A | 2091 | 2091
DSC1144P4W | Utility Line | LL-CEIL | Disc 1144mm 4000K wit 120W pendel direct | A | 1759 | 1759
DSC1144P4WDA | Utility Line | LL-CEIL | Disc 1144mm 4000K wit 120W pendel direct DALI | A | 1865 | 1865
DSC1144P4WDAEM | Utility Line | LL-CEIL | Disc 1144mm 4000K wit 120W pendel direct nood 1h DALI | A | 2205 | 2205
DSC1144P4WEM | Utility Line | LL-CEIL | Disc 1144mm 4000K wit 120W pendel direct nood 1h | A | 2091 | 2091
DSC1144S3B | Utility Line | LL-CEIL | Disc 1144mm 3000K zwart 120W opbouw direct | A | 1743 | 1743
DSC1144S3BDA | Utility Line | LL-CEIL | Disc 1144mm 3000K zwart 120W opbouw direct DALI | A | 1845 | 1845
DSC1144S3BDAEM | Utility Line | LL-CEIL | Disc 1144mm 3000K zwart 120W opbouw direct nood 1h DALI | A | 2183 | 2183
DSC1144S3BEM | Utility Line | LL-CEIL | Disc 1144mm 3000K zwart 120W opbouw direct nood 1h | A | 2074 | 2074
DSC1144S3W | Utility Line | LL-CEIL | Disc 1144mm 3000K wit 120W opbouw direct | A | 1743 | 1743
DSC1144S3WDA | Utility Line | LL-CEIL | Disc 1144mm 3000K wit 120W opbouw direct DALI | A | 1845 | 1845
DSC1144S3WDAEM | Utility Line | LL-CEIL | Disc 1144mm 3000K wit 120W opbouw direct nood 1h DALI | A | 2183 | 2183
DSC1144S3WEM | Utility Line | LL-CEIL | Disc 1144mm 3000K wit 120W opbouw direct nood 1h | A | 2074 | 2074
DSC1144S4B | Utility Line | LL-CEIL | Disc 1144mm 4000K zwart 120W opbouw direct | A | 1743 | 1743
DSC1144S4BDA | Utility Line | LL-CEIL | Disc 1144mm 4000K zwart 120W opbouw direct DALI | A | 1845 | 1845
DSC1144S4BDAEM | Utility Line | LL-CEIL | Disc 1144mm 4000K zwart 120W opbouw direct nood 1h DALI | A | 2183 | 2183
DSC1144S4BEM | Utility Line | LL-CEIL | Disc 1144mm 4000K zwart 120W opbouw direct nood 1h | A | 2074 | 2074
DSC1144S4W | Utility Line | LL-CEIL | Disc 1144mm 4000K wit 120W opbouw direct | A | 1743 | 1743
DSC1144S4WDA | Utility Line | LL-CEIL | Disc 1144mm 4000K wit 120W opbouw direct DALI | A | 1845 | 1845
DSC1144S4WDAEM | Utility Line | LL-CEIL | Disc 1144mm 4000K wit 120W opbouw direct nood 1h DALI | A | 2183 | 2183
DSC1144S4WEM | Utility Line | LL-CEIL | Disc 1144mm 4000K wit 120W opbouw direct nood 1h | A | 2074 | 2074
DSC1144UDP3B | Utility Line | LL-CEIL | Disc 1144mm 3000K zwart 120+21W pendel direct-indirect | A | 1890 | 1890
DSC1144UDP3BDA | Utility Line | LL-CEIL | Disc 1144mm 3000K zwart 120+21W pendel direct-indirect DALI | A | 2048 | 2048
DSC1144UDP3BDAEM | Utility Line | LL-CEIL | Disc 1144mm 3000K zwart 120+21W pendel direct-indirect nood 1h DALI | A | 2400 | 2400
DSC1144UDP3BEM | Utility Line | LL-CEIL | Disc 1144mm 3000K zwart 120+21W pendel direct-indirect | A | 2222 | 2222
DSC1144UDP3W | Utility Line | LL-CEIL | Disc 1144mm 3000K wit 120+21W pendel direct-indirect | A | 1890 | 1890
DSC1144UDP3WDA | Utility Line | LL-CEIL | Disc 1144mm 3000K wit 120+21W pendel direct-indirect DALI | A | 2048 | 2048
DSC1144UDP3WDAEM | Utility Line | LL-CEIL | Disc 1144mm 3000K wit 120+21W pendel direct-indirect nood 1h DALI | A | 2400 | 2400
DSC1144UDP3WEM | Utility Line | LL-CEIL | Disc 1144mm 3000K wit 120+21W pendel direct-indirect | A | 2222 | 2222
DSC1144UDP4B | Utility Line | LL-CEIL | Disc 1144mm 4000K zwart 120+21W pendel direct-indirect | A | 1890 | 1890
DSC1144UDP4BDA | Utility Line | LL-CEIL | Disc 1144mm 4000K zwart 120+21W pendel direct-indirect DALI | A | 2048 | 2048
DSC1144UDP4BDAEM | Utility Line | LL-CEIL | Disc 1144mm 4000K zwart 120+21W pendel direct-indirect nood 1h DALI | A | 2400 | 2400
DSC1144UDP4BEM | Utility Line | LL-CEIL | Disc 1144mm 4000K zwart 120+21W pendel direct-indirect | A | 2222 | 2222
DSC1144UDP4W | Utility Line | LL-CEIL | Disc 1144mm 4000K wit 120+21W pendel direct-indirect | A | 1890 | 1890
DSC1144UDP4WDA | Utility Line | LL-CEIL | Disc 1144mm 4000K wit 120+21W pendel direct-indirect DALI | A | 2048 | 2048
DSC1144UDP4WDAEM | Utility Line | LL-CEIL | Disc 1144mm 4000K wit 120+21W pendel direct-indirect nood 1h DALI | A | 2400 | 2400
DSC1144UDP4WEM | Utility Line | LL-CEIL | Disc 1144mm 4000K wit 120+21W pendel direct-indirect | A | 2222 | 2222
DSC345P3B | Utility Line | LL-CEIL | Disc 345mm 3000K zwart 28W pendel direct | A | 353 | 353
DSC345P3BDA | Utility Line | LL-CEIL | Disc 345mm 3000K zwart 28W pendel direct DALI | A | 412 | 412
DSC345P3BDAEM | Utility Line | LL-CEIL | Disc 345mm 3000K zwart 28W pendel direct nood 1h DALI | A | 618 | 618
DSC345P3BEM | Utility Line | LL-CEIL | Disc 345mm 3000K zwart 28W pendel direct nood 1h | A | 559 | 559
DSC345P3W | Utility Line | LL-CEIL | Disc 345mm 3000K wit 28W pendel direct | A | 353 | 353
DSC345P3WDA | Utility Line | LL-CEIL | Disc 345mm 3000K wit 28W pendel direct DALI | A | 412 | 412
DSC345P3WDAEM | Utility Line | LL-CEIL | Disc 345mm 3000K wit 28W pendel direct nood 1h DALI | A | 618 | 618
DSC345P3WEM | Utility Line | LL-CEIL | Disc 345mm 3000K wit 28W pendel direct nood 1h | A | 559 | 559
DSC345P4B | Utility Line | LL-CEIL | Disc 345mm 4000K zwart 28W pendel direct | A | 353 | 353
DSC345P4BDA | Utility Line | LL-CEIL | Disc 345mm 4000K zwart 28W pendel direct DALI | A | 412 | 412
DSC345P4BDAEM | Utility Line | LL-CEIL | Disc 345mm 4000K zwart 28W pendel direct nood 1h DALI | A | 618 | 618
DSC345P4BEM | Utility Line | LL-CEIL | Disc 345mm 4000K zwart 28W pendel direct nood 1h | A | 559 | 559
DSC345P4W | Utility Line | LL-CEIL | Disc 345mm 4000K wit 28W pendel direct | A | 353 | 353
DSC345P4WDA | Utility Line | LL-CEIL | Disc 345mm 4000K wit 28W pendel direct DALI | A | 412 | 412
DSC345P4WDAEM | Utility Line | LL-CEIL | Disc 345mm 4000K wit 28W pendel direct nood 1h DALI | A | 618 | 618
DSC345P4WEM | Utility Line | LL-CEIL | Disc 345mm 4000K wit 28W pendel direct nood 1h | A | 559 | 559
DSC345S3B | Utility Line | LL-CEIL | Disc 345mm 3000K zwart 28W opbouw direct | A | 311 | 311
DSC345S3BDA | Utility Line | LL-CEIL | Disc 345mm 3000K zwart 28W opbouw direct DALI | A | 365 | 365
DSC345S3BDAEM | Utility Line | LL-CEIL | Disc 345mm 3000K zwart 28W opbouw direct nood 1h DALI | A | 572 | 572
DSC345S3BEM | Utility Line | LL-CEIL | Disc 345mm 3000K zwart 28W opbouw direct nood 1h | A | 517 | 517
DSC345S3W | Utility Line | LL-CEIL | Disc 345mm 3000K wit 28W opbouw direct | A | 311 | 311
DSC345S3WDA | Utility Line | LL-CEIL | Disc 345mm 3000K wit 28W opbouw direct DALI | A | 365 | 365
DSC345S3WDAEM | Utility Line | LL-CEIL | Disc 345mm 3000K wit 28W opbouw direct nood 1h DALI | A | 572 | 572
DSC345S3WEM | Utility Line | LL-CEIL | Disc 345mm 3000K wit 28W opbouw direct nood 1h | A | 517 | 517
DSC345S4B | Utility Line | LL-CEIL | Disc 345mm 4000K zwart 28W opbouw direct | A | 311 | 311
DSC345S4BDA | Utility Line | LL-CEIL | Disc 345mm 4000K zwart 28W opbouw direct DALI | A | 365 | 365
DSC345S4BDAEM | Utility Line | LL-CEIL | Disc 345mm 4000K zwart 28W opbouw direct nood 1h DALI | A | 572 | 572
DSC345S4BEM | Utility Line | LL-CEIL | Disc 345mm 4000K zwart 28W opbouw direct nood 1h | A | 517 | 517
DSC345S4W | Utility Line | LL-CEIL | Disc 345mm 4000K wit 28W opbouw direct | A | 311 | 311
DSC345S4WDA | Utility Line | LL-CEIL | Disc 345mm 4000K wit 28W opbouw direct DALI | A | 365 | 365
DSC345S4WDAEM | Utility Line | LL-CEIL | Disc 345mm 4000K wit 28W opbouw direct nood 1h DALI | A | 572 | 572
DSC345S4WEM | Utility Line | LL-CEIL | Disc 345mm 4000K wit 28W opbouw direct nood 1h | A | 517 | 517
DSC444P3B | Utility Line | LL-CEIL | Disc 444mm 3000K zwart 36W pendel direct | A | 443 | 443
DSC444P3BDA | Utility Line | LL-CEIL | Disc 444mm 3000K zwart 36W pendel direct DALI | A | 503 | 503
DSC444P3BDAEM | Utility Line | LL-CEIL | Disc 444mm 3000K zwart 36W pendel direct nood 1h DALI | A | 709 | 709
DSC444P3BEM | Utility Line | LL-CEIL | Disc 444mm 3000K zwart 36W pendel direct nood 1h | A | 649 | 649
DSC444P3W | Utility Line | LL-CEIL | Disc 444mm 3000K wit 36W pendel direct | A | 443 | 443
DSC444P3WDA | Utility Line | LL-CEIL | Disc 444mm 3000K wit 36W pendel direct DALI | A | 503 | 503
DSC444P3WDAEM | Utility Line | LL-CEIL | Disc 444mm 3000K wit 36W pendel direct nood 1h DALI | A | 709 | 709
DSC444P3WEM | Utility Line | LL-CEIL | Disc 444mm 3000K wit 36W pendel direct nood 1h | A | 649 | 649
DSC444P4B | Utility Line | LL-CEIL | Disc 444mm 4000K zwart 36W pendel direct | A | 443 | 443
DSC444P4BDA | Utility Line | LL-CEIL | Disc 444mm 4000K zwart 36W pendel direct DALI | A | 503 | 503
DSC444P4BDAEM | Utility Line | LL-CEIL | Disc 444mm 4000K zwart 36W pendel direct nood 1h DALI | A | 709 | 709
DSC444P4BEM | Utility Line | LL-CEIL | Disc 444mm 4000K zwart 36W pendel direct nood 1h | A | 649 | 649
DSC444P4W | Utility Line | LL-CEIL | Disc 444mm 4000K wit 36W pendel direct | A | 443 | 443
DSC444P4WDA | Utility Line | LL-CEIL | Disc 444mm 4000K wit 36W pendel direct DALI | A | 503 | 503
DSC444P4WDAEM | Utility Line | LL-CEIL | Disc 444mm 4000K wit 36W pendel direct nood 1h DALI | A | 709 | 709
DSC444P4WEM | Utility Line | LL-CEIL | Disc 444mm 4000K wit 36W pendel direct nood 1h | A | 649 | 649
DSC444S3B | Utility Line | LL-CEIL | Disc 444mm 3000K zwart 36W opbouw direct | A | 399 | 399
DSC444S3BDA | Utility Line | LL-CEIL | Disc 444mm 3000K zwart 36W opbouw direct DALI | A | 454 | 454
DSC444S3BDAEM | Utility Line | LL-CEIL | Disc 444mm 3000K zwart 36W opbouw direct nood 1h DALI | A | 661 | 661
DSC444S3BEM | Utility Line | LL-CEIL | Disc 444mm 3000K zwart 36W opbouw direct nood 1h | A | 606 | 606
DSC444S3W | Utility Line | LL-CEIL | Disc 444mm 3000K wit 36W opbouw direct | A | 399 | 399
DSC444S3WDA | Utility Line | LL-CEIL | Disc 444mm 3000K wit 36W opbouw direct DALI | A | 454 | 454
DSC444S3WDAEM | Utility Line | LL-CEIL | Disc 444mm 3000K wit 36W opbouw direct nood 1h DALI | A | 661 | 661
DSC444S3WEM | Utility Line | LL-CEIL | Disc 444mm 3000K wit 36W opbouw direct nood 1h | A | 606 | 606
DSC444S4B | Utility Line | LL-CEIL | Disc 444mm 4000K zwart 36W opbouw direct | A | 399 | 399
DSC444S4BDA | Utility Line | LL-CEIL | Disc 444mm 4000K zwart 36W opbouw direct DALI | A | 454 | 454
DSC444S4BDAEM | Utility Line | LL-CEIL | Disc 444mm 4000K zwart 36W opbouw direct nood 1h DALI | A | 661 | 661
DSC444S4BEM | Utility Line | LL-CEIL | Disc 444mm 4000K zwart 36W opbouw direct nood 1h | A | 606 | 606
DSC444S4W | Utility Line | LL-CEIL | Disc 444mm 4000K wit 36W opbouw direct | A | 399 | 399
DSC444S4WDA | Utility Line | LL-CEIL | Disc 444mm 4000K wit 36W opbouw direct DALI | A | 454 | 454
DSC444S4WDAEM | Utility Line | LL-CEIL | Disc 444mm 4000K wit 36W opbouw direct nood 1h DALI | A | 661 | 661
DSC444S4WEM | Utility Line | LL-CEIL | Disc 444mm 4000K wit 36W opbouw direct nood 1h | A | 606 | 606
DSC444UDP3B | Utility Line | LL-CEIL | Disc 444mm 3000K zwart 36+9W pendel direct-indirect | A | 520 | 520
DSC444UDP3BDA | Utility Line | LL-CEIL | Disc 444mm 3000K zwart 36+9W pendel direct-indirect DALI | A | 634 | 634
DSC444UDP3BDAEM | Utility Line | LL-CEIL | Disc 444mm 3000K zwart 36+9W pendel direct-indirect nood 1h DALI | A | 882 | 882
DSC444UDP3BEM | Utility Line | LL-CEIL | Disc 444mm 3000K zwart 36+9W pendel direct-indirect | A | 717 | 717
DSC444UDP3W | Utility Line | LL-CEIL | Disc 444mm 3000K wit 36+9W pendel direct-indirect | A | 520 | 520
DSC444UDP3WDA | Utility Line | LL-CEIL | Disc 444mm 3000K wit 36+9W pendel direct-indirect DALI | A | 634 | 634
DSC444UDP3WDAEM | Utility Line | LL-CEIL | Disc 444mm 3000K wit 36+9W pendel direct-indirect nood 1h DALI | A | 882 | 882
DSC444UDP3WEM | Utility Line | LL-CEIL | Disc 444mm 3000K wit 36+9W pendel direct-indirect | A | 717 | 717
DSC444UDP4B | Utility Line | LL-CEIL | Disc 444mm 4000K zwart 36+9W pendel direct-indirect | A | 520 | 520
DSC444UDP4BDA | Utility Line | LL-CEIL | Disc 444mm 4000K zwart 36+9W pendel direct-indirect DALI | A | 634 | 634
DSC444UDP4BDAEM | Utility Line | LL-CEIL | Disc 444mm 4000K zwart 36+9W pendel direct-indirect nood 1h DALI | A | 882 | 882
DSC444UDP4BEM | Utility Line | LL-CEIL | Disc 444mm 4000K zwart 36+9W pendel direct-indirect | A | 717 | 717
DSC444UDP4W | Utility Line | LL-CEIL | Disc 444mm 4000K wit 36+9W pendel direct-indirect | A | 520 | 520
DSC444UDP4WDA | Utility Line | LL-CEIL | Disc 444mm 4000K wit 36+9W pendel direct-indirect DALI | A | 634 | 634
DSC444UDP4WDAEM | Utility Line | LL-CEIL | Disc 444mm 4000K wit 36+9W pendel direct-indirect nood 1h DALI | A | 882 | 882
DSC444UDP4WEM | Utility Line | LL-CEIL | Disc 444mm 4000K wit 36+9W pendel direct-indirect | A | 717 | 717
DSC555P3B | Utility Line | LL-CEIL | Disc 555mm 3000K zwart 44W pendel direct | A | 541 | 541
DSC555P3BDA | Utility Line | LL-CEIL | Disc 555mm 3000K zwart 44W pendel direct DALI | A | 599 | 599
DSC555P3BDAEM | Utility Line | LL-CEIL | Disc 555mm 3000K zwart 44W pendel direct nood 1h DALI | A | 806 | 806
DSC555P3BEM | Utility Line | LL-CEIL | Disc 555mm 3000K zwart 44W pendel direct nood 1h | A | 747 | 747
DSC555P3W | Utility Line | LL-CEIL | Disc 555mm 3000K wit 44W pendel direct | A | 541 | 541
DSC555P3WDA | Utility Line | LL-CEIL | Disc 555mm 3000K wit 44W pendel direct DALI | A | 599 | 599
DSC555P3WDAEM | Utility Line | LL-CEIL | Disc 555mm 3000K wit 44W pendel direct nood 1h DALI | A | 806 | 806
DSC555P3WEM | Utility Line | LL-CEIL | Disc 555mm 3000K wit 44W pendel direct nood 1h | A | 747 | 747
DSC555P4B | Utility Line | LL-CEIL | Disc 555mm 4000K zwart 44W pendel direct | A | 541 | 541
DSC555P4BDA | Utility Line | LL-CEIL | Disc 555mm 4000K zwart 44W pendel direct DALI | A | 599 | 599
DSC555P4BDAEM | Utility Line | LL-CEIL | Disc 555mm 4000K zwart 44W pendel direct nood 1h DALI | A | 806 | 806
DSC555P4BEM | Utility Line | LL-CEIL | Disc 555mm 4000K zwart 44W pendel direct nood 1h | A | 747 | 747
DSC555P4W | Utility Line | LL-CEIL | Disc 555mm 4000K wit 44W pendel direct | A | 541 | 541
DSC555P4WDA | Utility Line | LL-CEIL | Disc 555mm 4000K wit 44W pendel direct DALI | A | 599 | 599
DSC555P4WDAEM | Utility Line | LL-CEIL | Disc 555mm 4000K wit 44W pendel direct nood 1h DALI | A | 806 | 806
DSC555P4WEM | Utility Line | LL-CEIL | Disc 555mm 4000K wit 44W pendel direct nood 1h | A | 747 | 747
DSC555S3B | Utility Line | LL-CEIL | Disc 555mm 3000K zwart 44W opbouw direct | A | 498 | 498
DSC555S3BDA | Utility Line | LL-CEIL | Disc 555mm 3000K zwart 44W opbouw direct DALI | A | 552 | 552
DSC555S3BDAEM | Utility Line | LL-CEIL | Disc 555mm 3000K zwart 44W opbouw direct nood 1h DALI | A | 758 | 758
DSC555S3BEM | Utility Line | LL-CEIL | Disc 555mm 3000K zwart 44W opbouw direct nood 1h | A | 703 | 703
DSC555S3W | Utility Line | LL-CEIL | Disc 555mm 3000K wit 44W opbouw direct | A | 498 | 498
DSC555S3WDA | Utility Line | LL-CEIL | Disc 555mm 3000K wit 44W opbouw direct DALI | A | 552 | 552
DSC555S3WDAEM | Utility Line | LL-CEIL | Disc 555mm 3000K wit 44W opbouw direct nood 1h DALI | A | 758 | 758
DSC555S3WEM | Utility Line | LL-CEIL | Disc 555mm 3000K wit 44W opbouw direct nood 1h | A | 703 | 703
DSC555S4B | Utility Line | LL-CEIL | Disc 555mm 4000K zwart 44W opbouw direct | A | 498 | 498
DSC555S4BDA | Utility Line | LL-CEIL | Disc 555mm 4000K zwart 44W opbouw direct DALI | A | 552 | 552
DSC555S4BDAEM | Utility Line | LL-CEIL | Disc 555mm 4000K zwart 44W opbouw direct nood 1h DALI | A | 758 | 758
DSC555S4BEM | Utility Line | LL-CEIL | Disc 555mm 4000K zwart 44W opbouw direct nood 1h | A | 703 | 703
DSC555S4W | Utility Line | LL-CEIL | Disc 555mm 4000K wit 44W opbouw direct | A | 498 | 498
DSC555S4WDA | Utility Line | LL-CEIL | Disc 555mm 4000K wit 44W opbouw direct DALI | A | 552 | 552
DSC555S4WDAEM | Utility Line | LL-CEIL | Disc 555mm 4000K wit 44W opbouw direct nood 1h DALI | A | 758 | 758
DSC555S4WEM | Utility Line | LL-CEIL | Disc 555mm 4000K wit 44W opbouw direct nood 1h | A | 703 | 703
DSC555UDP3B | Utility Line | LL-CEIL | Disc 555mm 3000K zwart 44+13W pendel direct-indirect | A | 631 | 631
DSC555UDP3BDA | Utility Line | LL-CEIL | Disc 555mm 3000K zwart 44+13W pendel direct-indirect DALI | A | 745 | 745
DSC555UDP3BDAEM | Utility Line | LL-CEIL | Disc 555mm 3000K zwart 44+13W pendel direct-indirect nood 1h DALI | A | 951 | 951
DSC555UDP3BEM | Utility Line | LL-CEIL | Disc 555mm 3000K zwart 44+13W pendel direct-indirect | A | 821 | 821
DSC555UDP3W | Utility Line | LL-CEIL | Disc 555mm 3000K wit 44+13W pendel direct-indirect | A | 631 | 631
DSC555UDP3WDA | Utility Line | LL-CEIL | Disc 555mm 3000K wit 44+13W pendel direct-indirect DALI | A | 745 | 745
DSC555UDP3WDAEM | Utility Line | LL-CEIL | Disc 555mm 3000K wit 44+13W pendel direct-indirect nood 1h DALI | A | 951 | 951
DSC555UDP3WEM | Utility Line | LL-CEIL | Disc 555mm 3000K wit 44+13W pendel direct-indirect | A | 821 | 821
DSC555UDP4B | Utility Line | LL-CEIL | Disc 555mm 4000K zwart 44+13W pendel direct-indirect | A | 631 | 631
DSC555UDP4BDA | Utility Line | LL-CEIL | Disc 555mm 4000K zwart 44+13W pendel direct-indirect DALI | A | 745 | 745
DSC555UDP4BDAEM | Utility Line | LL-CEIL | Disc 555mm 4000K zwart 44+13W pendel direct-indirect nood 1h DALI | A | 951 | 951
DSC555UDP4BEM | Utility Line | LL-CEIL | Disc 555mm 4000K zwart 44+13W pendel direct-indirect | A | 821 | 821
DSC555UDP4W | Utility Line | LL-CEIL | Disc 555mm 4000K wit 44+13W pendel direct-indirect | A | 631 | 631
DSC555UDP4WDA | Utility Line | LL-CEIL | Disc 555mm 4000K wit 44+13W pendel direct-indirect DALI | A | 745 | 745
DSC555UDP4WDAEM | Utility Line | LL-CEIL | Disc 555mm 4000K wit 44+13W pendel direct-indirect nood 1h DALI | A | 951 | 951
DSC555UDP4WEM | Utility Line | LL-CEIL | Disc 555mm 4000K wit 44+13W pendel direct-indirect | A | 821 | 821
DSC858P3B | Utility Line | LL-CEIL | Disc 858mm 3000K zwart 70W pendel direct | A | 1030 | 1030
DSC858P3BDA | Utility Line | LL-CEIL | Disc 858mm 3000K zwart 70W pendel direct DALI | A | 1136 | 1136
DSC858P3BDAEM | Utility Line | LL-CEIL | Disc 858mm 3000K zwart 70W pendel direct nood 1h DALI | A | 1423 | 1423
DSC858P3BEM | Utility Line | LL-CEIL | Disc 858mm 3000K zwart 70W pendel direct nood 1h | A | 1309 | 1309
DSC858P3W | Utility Line | LL-CEIL | Disc 858mm 3000K wit 70W pendel direct | A | 1030 | 1030
DSC858P3WDA | Utility Line | LL-CEIL | Disc 858mm 3000K wit 70W pendel direct DALI | A | 1136 | 1136
DSC858P3WDAEM | Utility Line | LL-CEIL | Disc 858mm 3000K wit 70W pendel direct nood 1h DALI | A | 1423 | 1423
DSC858P3WEM | Utility Line | LL-CEIL | Disc 858mm 3000K wit 70W pendel direct nood 1h | A | 1309 | 1309
DSC858P4B | Utility Line | LL-CEIL | Disc 858mm 4000K zwart 70W pendel direct | A | 1030 | 1030
DSC858P4BDA | Utility Line | LL-CEIL | Disc 858mm 4000K zwart 70W pendel direct DALI | A | 1136 | 1136
DSC858P4BDAEM | Utility Line | LL-CEIL | Disc 858mm 4000K zwart 70W pendel direct nood 1h DALI | A | 1423 | 1423
DSC858P4BEM | Utility Line | LL-CEIL | Disc 858mm 4000K zwart 70W pendel direct nood 1h | A | 1309 | 1309
DSC858P4W | Utility Line | LL-CEIL | Disc 858mm 4000K wit 70W pendel direct | A | 1030 | 1030
DSC858P4WDA | Utility Line | LL-CEIL | Disc 858mm 4000K wit 70W pendel direct DALI | A | 1136 | 1136
DSC858P4WDAEM | Utility Line | LL-CEIL | Disc 858mm 4000K wit 70W pendel direct nood 1h DALI | A | 1423 | 1423
DSC858P4WEM | Utility Line | LL-CEIL | Disc 858mm 4000K wit 70W pendel direct nood 1h | A | 1309 | 1309
DSC858S3B | Utility Line | LL-CEIL | Disc 858mm 3000K zwart 70W opbouw direct | A | 1001 | 1001
DSC858S3BDA | Utility Line | LL-CEIL | Disc 858mm 3000K zwart 70W opbouw direct DALI | A | 1103 | 1103
DSC858S3BDAEM | Utility Line | LL-CEIL | Disc 858mm 3000K zwart 70W opbouw direct nood 1h DALI | A | 1388 | 1388
DSC858S3BEM | Utility Line | LL-CEIL | Disc 858mm 3000K zwart 70W opbouw direct nood 1h | A | 1279 | 1279
DSC858S3W | Utility Line | LL-CEIL | Disc 858mm 3000K wit 70W opbouw direct | A | 1001 | 1001
DSC858S3WDA | Utility Line | LL-CEIL | Disc 858mm 3000K wit 70W opbouw direct DALI | A | 1103 | 1103
DSC858S3WDAEM | Utility Line | LL-CEIL | Disc 858mm 3000K wit 70W opbouw direct nood 1h DALI | A | 1388 | 1388
DSC858S3WEM | Utility Line | LL-CEIL | Disc 858mm 3000K wit 70W opbouw direct nood 1h | A | 1279 | 1279
DSC858S4B | Utility Line | LL-CEIL | Disc 858mm 4000K zwart 70W opbouw direct | A | 1001 | 1001
DSC858S4BDA | Utility Line | LL-CEIL | Disc 858mm 4000K zwart 70W opbouw direct DALI | A | 1103 | 1103
DSC858S4BDAEM | Utility Line | LL-CEIL | Disc 858mm 4000K zwart 70W opbouw direct nood 1h DALI | A | 1388 | 1388
DSC858S4BEM | Utility Line | LL-CEIL | Disc 858mm 4000K zwart 70W opbouw direct nood 1h | A | 1279 | 1279
DSC858S4W | Utility Line | LL-CEIL | Disc 858mm 4000K wit 70W opbouw direct | A | 1001 | 1001
DSC858S4WDA | Utility Line | LL-CEIL | Disc 858mm 4000K wit 70W opbouw direct DALI | A | 1103 | 1103
DSC858S4WDAEM | Utility Line | LL-CEIL | Disc 858mm 4000K wit 70W opbouw direct nood 1h DALI | A | 1388 | 1388
DSC858S4WEM | Utility Line | LL-CEIL | Disc 858mm 4000K wit 70W opbouw direct nood 1h | A | 1279 | 1279
DSC858UDP3B | Utility Line | LL-CEIL | Disc 858mm 3000K zwart 70+17W pendel direct-indirect | A | 1051 | 1051
DSC858UDP3BDA | Utility Line | LL-CEIL | Disc 858mm 3000K zwart 70+17W pendel direct-indirect DALI | A | 1208 | 1208
DSC858UDP3BDAEM | Utility Line | LL-CEIL | Disc 858mm 3000K zwart 70+17W pendel direct-indirect nood 1h DALI | A | 1501 | 1501
DSC858UDP3BEM | Utility Line | LL-CEIL | Disc 858mm 3000K zwart 70+17W pendel direct-indirect | A | 1316 | 1316
DSC858UDP3W | Utility Line | LL-CEIL | Disc 858mm 3000K wit 70+17W pendel direct-indirect | A | 1051 | 1051
DSC858UDP3WDA | Utility Line | LL-CEIL | Disc 858mm 3000K wit 70+17W pendel direct-indirect DALI | A | 1208 | 1208
DSC858UDP3WDAEM | Utility Line | LL-CEIL | Disc 858mm 3000K wit 70+17W pendel direct-indirect nood 1h DALI | A | 1501 | 1501
DSC858UDP3WEM | Utility Line | LL-CEIL | Disc 858mm 3000K wit 70+17W pendel direct-indirect | A | 1316 | 1316
DSC858UDP4B | Utility Line | LL-CEIL | Disc 858mm 4000K zwart 70+17W pendel direct-indirect | A | 1051 | 1051
DSC858UDP4BDA | Utility Line | LL-CEIL | Disc 858mm 4000K zwart 70+17W pendel direct-indirect DALI | A | 1208 | 1208
DSC858UDP4BDAEM | Utility Line | LL-CEIL | Disc 858mm 4000K zwart 70+17W pendel direct-indirect nood 1h DALI | A | 1501 | 1501
DSC858UDP4BEM | Utility Line | LL-CEIL | Disc 858mm 4000K zwart 70+17W pendel direct-indirect | A | 1316 | 1316
DSC858UDP4W | Utility Line | LL-CEIL | Disc 858mm 4000K wit 70+17W pendel direct-indirect | A | 1051 | 1051
DSC858UDP4WDA | Utility Line | LL-CEIL | Disc 858mm 4000K wit 70+17W pendel direct-indirect DALI | A | 1208 | 1208
DSC858UDP4WDAEM | Utility Line | LL-CEIL | Disc 858mm 4000K wit 70+17W pendel direct-indirect nood 1h DALI | A | 1501 | 1501
DSC858UDP4WEM | Utility Line | LL-CEIL | Disc 858mm 4000K wit 70+17W pendel direct-indirect | A | 1316 | 1316
DSD30W | Utility Line | LL-PANELS | Desky driver 30W niet dimbaar | POWP | 14 | 14
DSD30W110 | Utility Line | LL-PANELS | Desky driver 30W 1-10V dimbaar | POWP | 32 | 32
DSD30WD | Utility Line | LL-PANELS | Desky driver 30W fase dimbaar | POWP | 37 | 37
DSD30WDA | Utility Line | LL-PANELS | Desky driver 30W DALI dimbaar | POWP | 46 | 46
DSD36W | Utility Line | LL-PANELS | Desky driver 36W niet dimbaar | POWP | 15 | 15
DSD36W110 | Utility Line | LL-PANELS | Desky driver 36W 1-10V dimbaar | POWP | 33 | 33
DSD36WDA | Utility Line | LL-PANELS | Desky driver 36W DALI dimbaar | POWP | 47 | 47
DSD45WD | Utility Line | LL-PANELS | Desky driver 45W fase dimbaar | POWP | 39 | 39
DSD48W | Utility Line | LL-PANELS | Desky driver 48W niet dimbaar | POWP | 28 | 28
DSD48W110 | Utility Line | LL-PANELS | Desky driver 48W 1-10V dimbaar | POWP | 41 | 41
DSD48WDA | Utility Line | LL-PANELS | Desky driver 48W DALI dimbaar | POWP | 69 | 69
DSF30120RFR | Utility Line | LL-PANELS | Desky inbouwkader 300x1200mm wit | A | 36 | 36
DSF6060RFR | Utility Line | LL-PANELS | Desky inbouwkader 600x600mm wit | A | 35 | 35
DSFR30120S | Utility Line | LL-PANELS | Desky Pro opbouwkader 300x1200x60mm wit | A | 39 | 39
DSFR6060S | Utility Line | LL-PANELS | Desky Pro opbouwkader 600x600x60mm wit | A | 32 | 32
DSP301203 | Utility Line | LL-PANELS | Desky Plus led-paneel 300x1200mm 3000K UGR<17 | BP+ | 98 | 98
DSP301204 | Utility Line | LL-PANELS | Desky Plus led-paneel 300x1200mm 4000K UGR<17 | BP+ | 98 | 98
DSP30120SFR | Utility Line | LL-PANELS | Desky Plus opbouwkader 300x1200x45mm wit | A | 33 | 33
DSP60603 | Utility Line | LL-PANELS | Desky Plus led-paneel 600x600mm 3000K UGR<17 | BP+ | 89 | 89
DSP60604 | Utility Line | LL-PANELS | Desky Plus led-paneel 600x600mm 4000K UGR<17 | BP+ | 89 | 89
DSP6060SFR | Utility Line | LL-PANELS | Desky Plus opbouwkader 600x600x45mm wit | A | 29 | 29
DSPEND2Y1 | Utility Line | LL-PANELS | Desky pendelset 1,5m met twee ophangpunten | A | 7 | 7
DSPEND2Y5 | Utility Line | LL-PANELS | Desky pendelset 5m met twee ophangpunten | A | 21 | 21
DSPEND4H1 | Utility Line | LL-PANELS | Desky pendelset 1,5m met vier ophangpunten | A | 9 | 9
DSPEND4H5 | Utility Line | LL-PANELS | Desky pendelset 5m met vier ophangpunten | A | 26 | 26
DSRSC4 | Utility Line | LL-PANELS | Desky montageset met 4 klemveren (60x60) | A | 7 | 7
DSRSC6 | Utility Line | LL-PANELS | Desky montageset met 6 klemveren (30x120) | A | 9 | 9
DSSAFC1 | Utility Line | LL-PANELS | Desky valbeveiliging 1m met zelfsluitende haak | A | 3 | 3
DSU301203 | Utility Line | LL-PANELS | Desky Plus led-paneel 300x1200mm 3000K microprisma | BP+ | 84 | 84
DSU301204 | Utility Line | LL-PANELS | Desky Plus led-paneel 300x1200mm 4000K microprisma | BP+ | 84 | 84
DSU60603 | Utility Line | LL-PANELS | Desky Plus led-paneel 600x600mm 3000K microprisma | BP+ | 81 | 81
DSU60604 | Utility Line | LL-PANELS | Desky Plus led-paneel 600x600mm 4000K microprisma | BP+ | 81 | 81
DTW16833 | Linear Line | LL-LEDSTRIPS | led-strip 5m 24V 14,4W/m dim to warm | LST | 179 | 179
DUAL1922733 | Linear Line | LL-LEDSTRIPS | led-strip dual 5m 24V 2700K 20,8W/m 192 leds/m IP33 CRI83 | LST | 149 | 149
DUAL1923033 | Linear Line | LL-LEDSTRIPS | led-strip dual 5m 24V 3000K 20,8W/m 192 leds/m IP33 CRI83 | LST | 149 | 149
DUAL1924033 | Linear Line | LL-LEDSTRIPS | led-strip dual 5m 24V 4000K 20,8W/m 192 leds/m IP33 CRI83 | LST | 149 | 149
ECO1282733 | Linear Line | LL-LEDSTRIPS | led-strip 5m 24V 2700K 9,6W/m 128led/m IP33 CRI83 | LST | 89 | 89
ECO1282767 | Linear Line | LL-LEDSTRIPS | led-strip 5m 24V 2700K 9,6W/m 128led/m IP67 CRI83 | LST | 129 | 129
ECO1283033 | Linear Line | LL-LEDSTRIPS | led-strip 5m 24V 3000K 9,6W/m 128led/m IP33 CRI83 | LST | 89 | 89
ECO1283067 | Linear Line | LL-LEDSTRIPS | led-strip 5m 24V 3000K 9,6W/m 128led/m IP67 CRI83 | LST | 129 | 129
ECO1284033 | Linear Line | LL-LEDSTRIPS | led-strip 5m 24V 4000K 9,6W/m 128led/m IP33 CRI83 | LST | 89 | 89
ECO1284067 | Linear Line | LL-LEDSTRIPS | led-strip 5m 24V 4000K 9,6W/m 128led/m IP67 CRI83 | LST | 129 | 129
ECO1602733 | Linear Line | LL-LEDSTRIPS | led-strip 5m 24V 2700K 14,4W/m 160led/m IP33 CRI83 | LST | 120 | 120
ECO1602767 | Linear Line | LL-LEDSTRIPS | led-strip 5m 24V 2700K 14,4W/m 160led/m IP67 CRI83 | LST | 169 | 169
ECO1603033 | Linear Line | LL-LEDSTRIPS | led-strip 5m 24V 3000K 14,4W/m 160led/m IP33 CRI83 | LST | 120 | 120
ECO1603067 | Linear Line | LL-LEDSTRIPS | led-strip 5m 24V 3000K 14,4W/m 160led/m IP67 CRI83 | LST | 169 | 169
ECO1604033 | Linear Line | LL-LEDSTRIPS | led-strip 5m 24V 4000K 14,4W/m 160led/m IP33 CRI83 | LST | 120 | 120
ECO1604067 | Linear Line | LL-LEDSTRIPS | led-strip 5m 24V 4000K 14,4W/m 160led/m IP67 CRI83 | LST | 169 | 169
ECO1922733 | Linear Line | LL-LEDSTRIPS | led-strip 5m 24V 2700K 17,6W/m 192led/m IP33 CRI83 | LST | 135 | 135
ECO1922767 | Linear Line | LL-LEDSTRIPS | led-strip 5m 24V 2700K 17,6W/m 192led/m IP67 CRI83 | LST | 182 | 182
ECO1923033 | Linear Line | LL-LEDSTRIPS | led-strip 5m 24V 3000K 17,6W/m 192led/m IP33 CRI83 | LST | 135 | 135
ECO1923067 | Linear Line | LL-LEDSTRIPS | led-strip 5m 24V 3000K 17,6W/m 192led/m IP67 CRI83 | LST | 182 | 182
ECO1924033 | Linear Line | LL-LEDSTRIPS | led-strip 5m 24V 4000K 17,6W/m 192led/m IP33 CRI83 | LST | 135 | 135
ECO1924067 | Linear Line | LL-LEDSTRIPS | led-strip 5m 24V 4000K 17,6W/m 192led/m IP67 CRI83 | LST | 182 | 182
ECO2402733 | Linear Line | LL-LEDSTRIPS | led-strip 5m 24V 2700K 22W/m 240led/m IP33 CRI83 | LST | 148 | 148
ECO2403033 | Linear Line | LL-LEDSTRIPS | led-strip 5m 24V 3000K 22W/m 240led/m IP33 CRI83 | LST | 148 | 148
ECO2404033 | Linear Line | LL-LEDSTRIPS | led-strip 5m 24V 4000K 22W/m 240led/m IP33 CRI83 | LST | 148 | 148
ECO642733 | Linear Line | LL-LEDSTRIPS | led-strip 5m 24V 2700K 4,8W/m 64led/m IP33 CRI83 | LST | 61 | 61
ECO642767 | Linear Line | LL-LEDSTRIPS | led-strip 5m 24V 2700K 4,8W/m 64led/m IP67 CRI83 | LST | 96 | 96
ECO643033 | Linear Line | LL-LEDSTRIPS | led-strip 5m 24V 3000K 4,8W/m 64led/m IP33 CRI83 | LST | 61 | 61
ECO643067 | Linear Line | LL-LEDSTRIPS | led-strip 5m 24V 3000K 4,8W/m 64led/m IP67 CRI83 | LST | 96 | 96
ECO644033 | Linear Line | LL-LEDSTRIPS | led-strip 5m 24V 4000K 4,8W/m 64led/m IP33 CRI83 | LST | 61 | 61
ECO644067 | Linear Line | LL-LEDSTRIPS | led-strip 5m 24V 4000K 4,8W/m 64led/m IP67 CRI83 | LST | 96 | 96
ECO802733 | Linear Line | LL-LEDSTRIPS | led-strip 5m 24V 2700K 7,2W/m 80led/m IP33 CRI83 | LST | 68 | 68
ECO802767 | Linear Line | LL-LEDSTRIPS | led-strip 5m 24V 2700K 7,2W/m 80led/m IP67 CRI83 | LST | 101 | 101
ECO803033 | Linear Line | LL-LEDSTRIPS | led-strip 5m 24V 3000K 7,2W/m 80led/m IP33 CRI83 | LST | 68 | 68
ECO803067 | Linear Line | LL-LEDSTRIPS | led-strip 5m 24V 3000K 7,2W/m 80led/m IP67 CRI83 | LST | 101 | 101
ECO804033 | Linear Line | LL-LEDSTRIPS | led-strip 5m 24V 4000K 7,2W/m 80led/m IP33 CRI83 | LST | 68 | 68
ECO804067 | Linear Line | LL-LEDSTRIPS | led-strip 5m 24V 4000K 7,2W/m 80led/m IP67 CRI83 | LST | 101 | 101
ECR2308A | Linear Line | LL-LEDPROFILES | eindkap set 2st. voor APR2308 alu | ALP | 2 | 2
ECR2308B | Linear Line | LL-LEDPROFILES | eindkap set 2st. voor APR2308 zwart | ALP | 2.5 | 2.5
ECR2308W | Linear Line | LL-LEDPROFILES | eindkap set 2st. voor APR2308 wit | ALP | 2.5 | 2.5
ECR2315A | Linear Line | LL-LEDPROFILES | eindkap set 2st. voor APR2315 alu | ALP | 2 | 2
ECR2315B | Linear Line | LL-LEDPROFILES | eindkap set 2st. voor APR2315 zwart | ALP | 2 | 2
ECR2315W | Linear Line | LL-LEDPROFILES | eindkap set 2st. voor APR2315 wit | ALP | 2 | 2
ECR3013A | Linear Line | LL-LEDPROFILES | eindkap set 2st. voor APR3013 alu | ALP | 2 | 2
ECR3013B | Linear Line | LL-LEDPROFILES | eindkap set 2st. voor APR3013 zwart | ALP | 2 | 2
ECR3013W | Linear Line | LL-LEDPROFILES | eindkap set 2st. voor APR3013 wit | ALP | 2 | 2
ECR5035A | Linear Line | LL-LEDPROFILES | eindkap set 2st. voor APR5035 alu | ALP | 3 | 3
ECR5035B | Linear Line | LL-LEDPROFILES | eindkap set 2st. voor APR5035 zwart | ALP | 3 | 3
ECR5035W | Linear Line | LL-LEDPROFILES | eindkap set 2st. voor APR5035 wit | ALP | 3 | 3
ECS1708A | Linear Line | LL-LEDPROFILES | eindkap set 2st. voor APS1708 alu | ALP | 2 | 2
ECS1708B | Linear Line | LL-LEDPROFILES | eindkap set 2st. voor APS1708 zwart | ALP | 2.5 | 2.5
ECS1708W | Linear Line | LL-LEDPROFILES | eindkap set 2st. voor APS1708 wit | ALP | 2.5 | 2.5
ECS1715A | Linear Line | LL-LEDPROFILES | eindkap set 2st. voor APS1715 alu | ALP | 2 | 2
ECS1715B | Linear Line | LL-LEDPROFILES | eindkap set 2st. voor APS1715 zwart | ALP | 2.5 | 2.5
ECS1715W | Linear Line | LL-LEDPROFILES | eindkap set 2st. voor APS1715 wit | ALP | 2.5 | 2.5
ECS1818A | Linear Line | LL-LEDPROFILES | eindkap set 2st. voor APS1818 alu | ALP | 2 | 2
ECS1818B | Linear Line | LL-LEDPROFILES | eindkap set 2st. voor APS1818 zwart | ALP | 2.5 | 2.5
ECS1818W | Linear Line | LL-LEDPROFILES | eindkap set 2st. voor APS1818 wit | ALP | 2.5 | 2.5
ECS2413A | Linear Line | LL-LEDPROFILES | eindkap set 2st. voor APS2413 alu | ALP | 2 | 2
ECS2413B | Linear Line | LL-LEDPROFILES | eindkap set 2st. voor APS2413 zwart | ALP | 2.5 | 2.5
ECS2413W | Linear Line | LL-LEDPROFILES | eindkap set 2st. voor APS2413 wit | ALP | 2.5 | 2.5
ECS3030A | Linear Line | LL-LEDPROFILES | eindkap set 2st. voor APS3030 en APX3270 alu | ALP | 8.5 | 8.5
ECS3030B | Linear Line | LL-LEDPROFILES | eindkap set 2st. voor APS3030 zwart | ALP | 9.5 | 9.5
ECS3030W | Linear Line | LL-LEDPROFILES | eindkap set 2st. voor APS3030 wit | ALP | 9.5 | 9.5
ECS3535A | Linear Line | LL-LEDPROFILES | eindkap set 2st. voor APS3535 alu | ALP | 5 | 5
ECS3535B | Linear Line | LL-LEDPROFILES | eindkap set 2st. voor APS3535 zwart | ALP | 5.5 | 5.5
ECS3535W | Linear Line | LL-LEDPROFILES | eindkap set 2st. voor APS3535 wit | ALP | 5.5 | 5.5
ECX1606A | Linear Line | LL-LEDPROFILES | eindkap set 2st. voor APX1606 alu | ALP | 3 | 3
ECX1616CA | Linear Line | LL-LEDPROFILES | eindkap gebogen set 2st. voor APX1616 alu | ALP | 3 | 3
ECX1616SA | Linear Line | LL-LEDPROFILES | eindkap vierkant set 2st. voor APX1616 alu | ALP | 3 | 3
ECX2020RA | Linear Line | LL-LEDPROFILES | eindkap set gebogen 2st. voor APX2020 alu | ALP | 3 | 3
ECX2020SA | Linear Line | LL-LEDPROFILES | eindkap set vierkant 2st. voor APX2020 alu | ALP | 3 | 3
ECX2865B | Linear Line | LL-LEDPROFILES | eindkap set 2st. voor APX2865 zwart | ALP | 5.5 | 5.5
ECX3030CA | Linear Line | LL-LEDPROFILES | eindkap set gebogen 2st. voor APX3030 alu | ALP | 4.5 | 4.5
ECX3030SA | Linear Line | LL-LEDPROFILES | eindkap vierkant set 2st. voor APX3030 alu | ALP | 4.5 | 4.5
ECX4918A | Linear Line | LL-LEDPROFILES | eindkap set 2st. voor APX4918 alu | ALP | 8 | 8
ECX4918B | Linear Line | LL-LEDPROFILES | eindkap set 2st. voor APX4918 zwart | ALP | 9 | 9
ECX4918W | Linear Line | LL-LEDPROFILES | eindkap set 2st. voor APX4918 wit | ALP | 9 | 9
ECX5314A | Linear Line | LL-LEDPROFILES | eindkap set 2st. voor APX5314 alu | ALP | 3.5 | 3.5
ECX6214A | Linear Line | LL-LEDPROFILES | eindkap set 2st. voor APX6214 alu | ALP | 3.5 | 3.5
ECXC4626 | Linear Line | LL-LEDPROFILES | eindkap set 2st. voor APXC4626 alu | ALP | 3.5 | 3.5
ECXC5123 | Linear Line | LL-LEDPROFILES | einkap set 2st. voor APXC5123 alu | ALP | 3.5 | 3.5
ECXF86A | Linear Line | LL-LEDPROFILES | eindkap set 2st. voor APXF86 alu | ALP | 3 | 3
ECXR21A | Linear Line | LL-LEDPROFILES | eindkap set 2st. voor APXR21 alu | ALP | 3 | 3
EDG12KC | Utility Line | LL-BULKHEADS | Edge IP44 1200mm 23-40W 3000-4000K | A | 146 | 146
EDG12KCDA | Utility Line | LL-BULKHEADS | Edge IP44 1200mm 23-40W 3000-4000K DALI | A | 193 | 193
EDG12KCDAEM | Utility Line | LL-BULKHEADS | Edge IP44 1200mm 23-40W 3000-4000K DALI | A | 360 | 360
EDG12KCEM | Utility Line | LL-BULKHEADS | Edge IP44 1200mm 23-40W 3000-4000K nood | A | 264 | 264
EDG12KCMW | Utility Line | LL-BULKHEADS | Edge IP44 1200mm 23-40W 3000-4000K sensor | A | 175 | 175
EDG12KCMWEM | Utility Line | LL-BULKHEADS | Edge IP44 1200mm 23-40W 3000-4000K sensor + nood | A | 297 | 297
EDG15KC | Utility Line | LL-BULKHEADS | Edge IP44 1500mm 26-47W 3000-4000K | A | 177 | 177
EDG15KCDA | Utility Line | LL-BULKHEADS | Edge IP44 1500mm 26-47W 3000-4000K DALI | A | 233 | 233
EDG15KCDAEM | Utility Line | LL-BULKHEADS | Edge IP44 1500mm 26-47W 3000-4000K DALI | A | 387 | 387
EDG15KCEM | Utility Line | LL-BULKHEADS | Edge IP44 1500mm 26-47W 3000-4000K nood | A | 295 | 295
EDG15KCMW | Utility Line | LL-BULKHEADS | Edge IP44 1500mm 26-47W 3000-4000K sensor | A | 208 | 208
EDG15KCMWEM | Utility Line | LL-BULKHEADS | Edge IP44 1500mm 26-47W 3000-4000K sensor + nood | A | 327 | 327
EDGPENDM1 | Utility Line | LL-BULKHEADS | Edge pendelset 1m | A | 17 | 17
EDGWLLM | Utility Line | LL-BULKHEADS | Edge set 2st. wandmontagebeugel | A | 13 | 13
EST0304SL2 | Outdoor Line | LL-AREA | Estrada streetlight 30W 4000K grijs lens-2 | A | 453 | 453
EST0504SL2 | Outdoor Line | LL-AREA | Estrada streetlight 50W 4000K grijs lens-2 | A | 499 | 499
EST0804SL2 | Outdoor Line | LL-AREA | Estrada streetlight 80W 4000K grijs lens-2 | A | 562 | 562
EST1004SL2 | Outdoor Line | LL-AREA | Estrada streetlight 100W 4000K grijs lens-2 | A | 606 | 606
EST1204SL2 | Outdoor Line | LL-AREA | Estrada streetlight 120W 4000K grijs lens-2 | A | 695 | 695
EST1504SL2 | Outdoor Line | LL-AREA | Estrada streetlight 150W 4000K grijs lens-2 | A | 739 | 739
FIN06103B | Linear Line | LL-LINEARFIX | Fine lichtlijnarmatuur 606mm 10,5W 3000K zwart | A | 209 | 209
FIN06103BDA | Linear Line | LL-LINEARFIX | Fine lichtlijnarmatuur 606mm 10,5W 3000K zwart DALI | A | 277 | 277
FIN06103W | Linear Line | LL-LINEARFIX | Fine lichtlijnarmatuur 606mm 10,5W 3000K wit | A | 209 | 209
FIN06103WDA | Linear Line | LL-LINEARFIX | Fine lichtlijnarmatuur 606mm 10,5W 3000K wit DALI | A | 277 | 277
FIN06104B | Linear Line | LL-LINEARFIX | Fine lichtlijnarmatuur 606mm 10,5W 4000K zwart | A | 209 | 209
FIN06104BDA | Linear Line | LL-LINEARFIX | Fine lichtlijnarmatuur 606mm 10,5W 4000K zwart DALI | A | 277 | 277
FIN06104W | Linear Line | LL-LINEARFIX | Fine lichtlijnarmatuur 606mm 10,5W 4000K wit | A | 209 | 209
FIN06104WDA | Linear Line | LL-LINEARFIX | Fine lichtlijnarmatuur 606mm 10,5W 4000K wit DALI | A | 277 | 277
FIN12213B | Linear Line | LL-LINEARFIX | Fine lichtlijnarmatuur 1206mm 21W 3000K zwart | A | 339 | 339
FIN12213BDA | Linear Line | LL-LINEARFIX | Fine lichtlijnarmatuur 1206mm 21W 3000K zwart DALI | A | 407 | 407
FIN12213W | Linear Line | LL-LINEARFIX | Fine lichtlijnarmatuur 1206mm 21W 3000K wit | A | 339 | 339
FIN12213WDA | Linear Line | LL-LINEARFIX | Fine lichtlijnarmatuur 1206mm 21W 3000K wit DALI | A | 407 | 407
FIN12214B | Linear Line | LL-LINEARFIX | Fine lichtlijnarmatuur 1206mm 21W 4000K zwart | A | 339 | 339
FIN12214BDA | Linear Line | LL-LINEARFIX | Fine lichtlijnarmatuur 1206mm 21W 4000K zwart DALI | A | 407 | 407
FIN12214W | Linear Line | LL-LINEARFIX | Fine lichtlijnarmatuur 1206mm 21W 4000K wit | A | 339 | 339
FIN12214WDA | Linear Line | LL-LINEARFIX | Fine lichtlijnarmatuur 1206mm 21W 4000K wit DALI | A | 407 | 407
FIN18313B | Linear Line | LL-LINEARFIX | Fine lichtlijnarmatuur 1806mm 31W 3000K zwart | A | 454 | 454
FIN18313BDA | Linear Line | LL-LINEARFIX | Fine lichtlijnarmatuur 1806mm 31W 3000K zwart DALI | A | 522 | 522
FIN18313W | Linear Line | LL-LINEARFIX | Fine lichtlijnarmatuur 1806mm 31W 3000K wit | A | 454 | 454
FIN18313WDA | Linear Line | LL-LINEARFIX | Fine lichtlijnarmatuur 1806mm 31W 3000K wit DALI | A | 522 | 522
FIN18314B | Linear Line | LL-LINEARFIX | Fine lichtlijnarmatuur 1806mm 31W 4000K zwart | A | 454 | 454
FIN18314BDA | Linear Line | LL-LINEARFIX | Fine lichtlijnarmatuur 1806mm 31W 4000K zwart DALI | A | 522 | 522
FIN18314W | Linear Line | LL-LINEARFIX | Fine lichtlijnarmatuur 1806mm 31W 4000K wit | A | 454 | 454
FIN18314WDA | Linear Line | LL-LINEARFIX | Fine lichtlijnarmatuur 1806mm 31W 4000K wit DALI | A | 522 | 522
FIN25443B | Linear Line | LL-LINEARFIX | Fine lichtlijnarmatuur 2506mm 44W 3000K zwart | A | 585 | 585
FIN25443BDA | Linear Line | LL-LINEARFIX | Fine lichtlijnarmatuur 2506mm 44W 3000K zwart DALI | A | 653 | 653
FIN25443W | Linear Line | LL-LINEARFIX | Fine lichtlijnarmatuur 2506mm 44W 3000K wit | A | 585 | 585
FIN25443WDA | Linear Line | LL-LINEARFIX | Fine lichtlijnarmatuur 2506mm 44W 3000K wit DALI | A | 653 | 653
FIN25444B | Linear Line | LL-LINEARFIX | Fine lichtlijnarmatuur 2506mm 44W 4000K zwart | A | 585 | 585
FIN25444BDA | Linear Line | LL-LINEARFIX | Fine lichtlijnarmatuur 2506mm 44W 4000K zwart DALI | A | 653 | 653
FIN25444W | Linear Line | LL-LINEARFIX | Fine lichtlijnarmatuur 2506mm 44W 4000K wit | A | 585 | 585
FIN25444WDA | Linear Line | LL-LINEARFIX | Fine lichtlijnarmatuur 2506mm 44W 4000K wit DALI | A | 653 | 653
FLBC06 | Utility Line | LL-TRUNKING | blinde afdekplaat kunststof 600mm wit | A | 11 | 11
FLBC15 | Utility Line | LL-TRUNKING | blinde afdekplaat kunststof 1500mm wit | A | 13 | 13
FLEC02 | Utility Line | LL-TRUNKING | Fastline eindkap wit | A | 11 | 11
FLM3FR06 | Utility Line | LL-TRUNKING | 3-faserail module 600mm wit | A | 67 | 67
FLM3FR15 | Utility Line | LL-TRUNKING | 3-faserail module 1500mm wit | A | 106 | 106
FLM50D0254 | Utility Line | LL-TRUNKING | 35-50W led-module 25° 1500mm 4000K wit | A | 117 | 117
FLM50D0604 | Utility Line | LL-TRUNKING | 35-50W led-module 60° 1500mm 4000K wit | A | 117 | 117
FLM50D0904 | Utility Line | LL-TRUNKING | 35-50W led-module 90° 1500mm 4000K wit | A | 117 | 117
FLM50D1204 | Utility Line | LL-TRUNKING | 35-50W led-module 120° 1500mm 4000K wit | A | 117 | 117
FLM50DASL4 | Utility Line | LL-TRUNKING | 35-50W led-module asymmetrisch 25° links 1500mm 4000K wit | A | 117 | 117
FLM50DASR4 | Utility Line | LL-TRUNKING | 35-50W led-module asymmetrisch 25° rechts 1500mm 4000K wit | A | 117 | 117
FLM50DASS4 | Utility Line | LL-TRUNKING | 35-50W led-module asymmetrisch 2x25° 1500mm 4000K wit | A | 117 | 117
FLM70D0254 | Utility Line | LL-TRUNKING | 55-70W led-module 25° 1500mm 4000K wit | A | 139 | 139
FLM70D0604 | Utility Line | LL-TRUNKING | 55-70W led-module 60° 1500mm 4000K wit | A | 139 | 139
FLM70D0904 | Utility Line | LL-TRUNKING | 55-70W led-module 90° 1500mm 4000K wit | A | 139 | 139
FLM70D1204 | Utility Line | LL-TRUNKING | 55-70W led-module 120° 1500mm 4000K wit | A | 139 | 139
FLM70DASL4 | Utility Line | LL-TRUNKING | 55-70W led-module asymmetrisch 25° links 1500mm 4000K wit | A | 139 | 139
FLM70DASR4 | Utility Line | LL-TRUNKING | 55-70W led-module asymmetrisch 25° rechts 1500mm 4000K wit | A | 139 | 139
FLM70DASS4 | Utility Line | LL-TRUNKING | 55-70W led-module asymmetrisch 2x25° 1500mm 4000K wit | A | 139 | 139
FLMC11 | Utility Line | LL-TRUNKING | Fastline montagebeugel opbouw | A | 3 | 3
FLMC12 | Utility Line | LL-TRUNKING | Fastline montagebeugel opbouw voor systeemplafonds | A | 4 | 4
FLMMWD07 | Utility Line | LL-TRUNKING | sensor 1500mm met 8m beweging- en daglichtdetectie DALI | A | 152 | 152
FLMMWD13 | Utility Line | LL-TRUNKING | sensor 1500mm met 15m beweging- en daglichtdetectie DALI | A | 184 | 184
FLPEND11 | Utility Line | LL-TRUNKING | Fastline staaldraad 3m voor pendelmontage | A | 7 | 7
FLPEND12 | Utility Line | LL-TRUNKING | Fastline ketting 3m voor pendelmontage | A | 11 | 11
FLR06W08 | Utility Line | LL-TRUNKING | 8-draads draagprofiel 600mm wit | A | 40 | 40
FLR08FC | Utility Line | LL-TRUNKING | Fastline voedingsconnector 8-draads | A | 9 | 9
FLR08LCN | Utility Line | LL-TRUNKING | Fastline L-connector 8-draads wit | A | 84 | 84
FLR08TCN | Utility Line | LL-TRUNKING | Fastline T-connector 8-draads wit | A | 103 | 103
FLR08XCN | Utility Line | LL-TRUNKING | Fastline X-connector 8-draads wit | A | 135 | 135
FLR15W08 | Utility Line | LL-TRUNKING | 8-draads draagprofiel 1500mm wit | A | 47 | 47
FLR15W08E | Utility Line | LL-TRUNKING | 8-draads draagprofiel 1500mm wit voor eindkap | A | 47 | 47
FLR30W08 | Utility Line | LL-TRUNKING | 8-draads draagprofiel 3000mm wit | A | 94 | 94
FLROD11 | Utility Line | LL-TRUNKING | Fastline stang 1m voor plafondmontage | A | 9 | 9
FUR1402733 | Linear Line | LL-LEDSTRIPS | led-strip mini 5m 24V 2700K 7,2W/m 140led/m IP33 | LST | 89 | 89
FUR1403033 | Linear Line | LL-LEDSTRIPS | led-strip mini 5m 24V 3000K 7,2W/m 140led/m IP33 | LST | 89 | 89
FUR1404033 | Linear Line | LL-LEDSTRIPS | led-strip mini 5m 24V 4000K 7,2W/m 140led/m IP33 | LST | 89 | 89
GU10LL2736 | Hospitality Line | LL-LIGHTSOURCE | GU10 PRO 2700K 7W 36° CRI>83 dimbaar alu | B | 18 | 18
GU10LL2760 | Hospitality Line | LL-LIGHTSOURCE | GU10 PRO 2700K 7W 60° CRI>83 dimbaar alu | B | 18 | 18
GU10LL3036 | Hospitality Line | LL-LIGHTSOURCE | GU10 PRO 3000K 7W 36° CRI>83 dimbaar alu | B | 18 | 18
GU10LL3060 | Hospitality Line | LL-LIGHTSOURCE | GU10 PRO 3000K 7W 60° CRI>83 dimbaar alu | B | 18 | 18
GU10LL4036 | Hospitality Line | LL-LIGHTSOURCE | GU10 PRO 4000K 7W 36° CRI>83 dimbaar alu | B | 18 | 18
GU10LL4060 | Hospitality Line | LL-LIGHTSOURCE | GU10 PRO 4000K 7W 60° CRI>83 dimbaar alu | B | 18 | 18
H290123 | Utility Line | LL-BULKHEADS | Helio IP65 rond opbouwarmatuur 12W 3000K | A | 66 | 66
H290123EM | Utility Line | LL-BULKHEADS | Helio IP65 rond opbouwarmatuur 12W 3000K met noodunit 3h | A | 167 | 167
H290123MW | Utility Line | LL-BULKHEADS | Helio IP65 rond opbouwarmatuur 12W 3000K met microwave sensor | A | 110 | 110
H290123MWEM | Utility Line | LL-BULKHEADS | Helio IP65 rond opbouwarmatuur 12W 3000K met microwave sensor en noodunit 3h | A | 191 | 191
H290124 | Utility Line | LL-BULKHEADS | Helio IP65 rond opbouwarmatuur 12W 4000K | A | 66 | 66
H290124EM | Utility Line | LL-BULKHEADS | Helio IP65 rond opbouwarmatuur 12W 4000K met noodunit 3h | A | 167 | 167
H290124MW | Utility Line | LL-BULKHEADS | Helio IP65 rond opbouwarmatuur 12W 4000K met microwave sensor | A | 110 | 110
H290124MWEM | Utility Line | LL-BULKHEADS | Helio IP65 rond opbouwarmatuur 12W 4000K met microwave sensor en noodunit 3h | A | 191 | 191
H290203 | Utility Line | LL-BULKHEADS | Helio IP65 rond opbouwarmatuur 20W 3000K | A | 71 | 71
H290203EM | Utility Line | LL-BULKHEADS | Helio IP65 rond opbouwarmatuur 20W 3000K met noodunit 3h | A | 171 | 171
H290203MW | Utility Line | LL-BULKHEADS | Helio IP65 rond opbouwarmatuur 20W 3000K met microwave sensor | A | 117 | 117
H290203MWEM | Utility Line | LL-BULKHEADS | Helio IP65 rond opbouwarmatuur 20W 3000K met microwave sensor en noodunit 3h | A | 206 | 206
H290204 | Utility Line | LL-BULKHEADS | Helio IP65 rond opbouwarmatuur 20W 4000K | A | 71 | 71
H290204EM | Utility Line | LL-BULKHEADS | Helio IP65 rond opbouwarmatuur 20W 4000K met noodunit 3h | A | 171 | 171
H290204MW | Utility Line | LL-BULKHEADS | Helio IP65 rond opbouwarmatuur 20W 4000K met microwave sensor | A | 117 | 117
H290204MWEM | Utility Line | LL-BULKHEADS | Helio IP65 rond opbouwarmatuur 20W 4000K met microwave sensor en noodunit 3h | A | 206 | 206
HAR0408B | Utility Line | LL-BULKHEADS | Harlem IP44 balkvormig wandarmatuur 450mm 8W 3000-5700K zwart | A | 84 | 84
HAR0408W | Utility Line | LL-BULKHEADS | Harlem IP44 balkvormig wandarmatuur 450mm 8W 3000-5700K wit | A | 84 | 84
HAR0610B | Utility Line | LL-BULKHEADS | Harlem IP44 balkvormig wandarmatuur 600mm 10W 3000-5700K zwart | A | 97 | 97
HAR0610W | Utility Line | LL-BULKHEADS | Harlem IP44 balkvormig wandarmatuur 600mm 10W 3000-5700K wit | A | 97 | 97
HDC12364 | Industrial Line | LL-HWD | Hydrolux PC 1200mm 36W 4000K | BH | 164 | 164
HDC12364DA | Industrial Line | LL-HWD | Hydrolux PC 1200mm 36W 4000K DALI | BH | 259 | 259
HDC12364DAEM | Industrial Line | LL-HWD | Hydrolux PC 1200mm 36W 4000K nood DALI | BH | 425 | 425
HDC12364EM | Industrial Line | LL-HWD | Hydrolux PC 1200mm 36W 4000K nood | BH | 298 | 298
HDC12364MW | Industrial Line | LL-HWD | Hydrolux PC 1200mm 36W 4000K sensor | BH | 203 | 203
HDC12364MWEM | Industrial Line | LL-HWD | Hydrolux PC 1200mm 36W 4000K sensor + nood | BH | 351 | 351
HDC15484 | Industrial Line | LL-HWD | Hydrolux PC 1500mm 48W 4000K | BH | 199 | 199
HDC15484DA | Industrial Line | LL-HWD | Hydrolux PC 1500mm 48W 4000K DALI | BH | 298 | 298
HDC15484DAEM | Industrial Line | LL-HWD | Hydrolux PC 1500mm 48W 4000K nood DALI | BH | 467 | 467
HDC15484EM | Industrial Line | LL-HWD | Hydrolux PC 1500mm 48W 4000K nood | BH | 326 | 326
HDC15484MW | Industrial Line | LL-HWD | Hydrolux PC 1500mm 48W 4000K sensor | BH | 232 | 232
HDC15484MWEM | Industrial Line | LL-HWD | Hydrolux PC 1500mm 48W 4000K sensor + nood | BH | 382 | 382
HDM12364 | Industrial Line | LL-HWD | Hydrolux PMMA 1200mm 36W 4000K | BH | 172 | 172
HDM12364DA | Industrial Line | LL-HWD | Hydrolux PMMA 1200mm 36W 4000K DALI | BH | 268 | 268
HDM12364DAEM | Industrial Line | LL-HWD | Hydrolux PMMA 1200mm 36W 4000K nood DALI | BH | 431 | 431
HDM12364EM | Industrial Line | LL-HWD | Hydrolux PMMA 1200mm 36W 4000K nood | BH | 304 | 304
HDM12364MW | Industrial Line | LL-HWD | Hydrolux PMMA 1200mm 36W 4000K sensor | BH | 210 | 210
HDM12364MWEM | Industrial Line | LL-HWD | Hydrolux PMMA 1200mm 36W 4000K sensor + nood | BH | 357 | 357
HDM15484 | Industrial Line | LL-HWD | Hydrolux PMMA 1500mm 48W 4000K | BH | 202 | 202
HDM15484DA | Industrial Line | LL-HWD | Hydrolux PMMA 1500mm 48W 4000K DALI | BH | 308 | 308
HDM15484DAEM | Industrial Line | LL-HWD | Hydrolux PMMA 1500mm 48W 4000K nood DALI | BH | 473 | 473
HDM15484EM | Industrial Line | LL-HWD | Hydrolux PMMA 1500mm 48W 4000K nood | BH | 333 | 333
HDM15484MW | Industrial Line | LL-HWD | Hydrolux PMMA 1500mm 48W 4000K sensor | BH | 242 | 242
HDM15484MWEM | Industrial Line | LL-HWD | Hydrolux PMMA 1500mm 48W 4000K sensor + nood | BH | 389 | 389
HDR-100-24 | Linear Line | LL-POWER | voeding DIN-rail 24VDC 100W | POW | 70 | 70
HDR-150-24 | Linear Line | LL-POWER | voeding DIN-rail 24VDC 150W | POW | 88.5 | 88.5
HDR-15-24 | Linear Line | LL-POWER | voeding DIN-rail 24VDC 15W | POW | 30 | 30
HDR-30-24 | Linear Line | LL-POWER | voeding DIN-rail 24VDC 30W | POW | 36.5 | 36.5
HDR-60-24 | Linear Line | LL-POWER | voeding DIN-rail 24VDC 60W | POW | 49.5 | 49.5
HDXEMH3 | Industrial Line | LL-HISTORIEK | Hydrolux noodunit extern 3h | A | 186 | 186
HDXPENDM1 | Industrial Line | LL-HWD | Hydrolux pendelset 1,5m | A | 19 | 19
HDXPENDM5 | Industrial Line | LL-HWD | Hydrolux pendelset 5m | A | 29 | 29
HLF2408BLCU | Custom Line | LL-LEDFLEX | Ledflex maatwerk IP67 24V blauw 9,6W horizontaal buigzaam | A | 79 | 79
HLF2408GRCU | Custom Line | LL-LEDFLEX | Ledflex maatwerk IP67 24V groen 9,6W horizontaal buigzaam | A | 79 | 79
HLF2408RECU | Custom Line | LL-LEDFLEX | Ledflex maatwerk IP67 24V rood 9,6W horizontaal buigzaam | A | 79 | 79
HLF2408YECU | Custom Line | LL-LEDFLEX | Ledflex maatwerk IP67 24V geel 9,6W horizontaal buigzaam | A | 79 | 79
HLF241023CU | Custom Line | LL-LEDFLEX | Ledflex maatwerk IP67 24V 2300K 9,6W horizontaal buigzaam | A | 79 | 79
HLF241027CU | Custom Line | LL-LEDFLEX | Ledflex maatwerk IP67 24V 2700K 9,6W horizontaal buigzaam | A | 79 | 79
HLF241030CU | Custom Line | LL-LEDFLEX | Ledflex maatwerk IP67 24V 3000K 9,6W horizontaal buigzaam | A | 79 | 79
HLF241040CU | Custom Line | LL-LEDFLEX | Ledflex maatwerk IP67 24V 4000K 9,6W horizontaal buigzaam | A | 79 | 79
HLF480523CU | Custom Line | LL-LEDFLEX | Ledflex maatwerk IP67 48V 2300K 5,3W horizontaal buigzaam | A | 87 | 87
HLF480527CU | Custom Line | LL-LEDFLEX | Ledflex maatwerk IP67 48V 2700K 5,3W horizontaal buigzaam | A | 87 | 87
HLF480530CU | Custom Line | LL-LEDFLEX | Ledflex maatwerk IP67 48V 3000K 5,3W horizontaal buigzaam | A | 87 | 87
HLF480540CU | Custom Line | LL-LEDFLEX | Ledflex maatwerk IP67 48V 4000K 5,3W horizontaal buigzaam | A | 87 | 87
HLF481023CU | Custom Line | LL-LEDFLEX | Ledflex maatwerk IP67 48V 2300K 9,6W horizontaal buigzaam | A | 87 | 87
HLF481027CU | Custom Line | LL-LEDFLEX | Ledflex maatwerk IP67 48V 2700K 9,6W horizontaal buigzaam | A | 87 | 87
HLF481030CU | Custom Line | LL-LEDFLEX | Ledflex maatwerk IP67 48V 3000K 9,6W horizontaal buigzaam | A | 87 | 87
HLF481040CU | Custom Line | LL-LEDFLEX | Ledflex maatwerk IP67 48V 4000K 9,6W horizontaal buigzaam | A | 87 | 87
HLFAPFX | Custom Line | LL-LEDFLEX | HLF horizontaal buigzaam profiel 500x13,5x18,5mm opbouw wit | A | 18 | 18
HLFAPSA2 | Custom Line | LL-LEDFLEX | HLF profiel met kabeldoorvoer 2000x14x25mm opbouw alu | A | 27 | 27
HLFAPZA2 | Custom Line | LL-LEDFLEX | HLF profiel zonder kabeldoorvoer 2000x14x19mm opbouw alu | A | 24 | 24
HLFMCA | Custom Line | LL-LEDFLEX | HLF montagebeugel met kabeldoorvoer 25x14x25mm alu | A | 2.8 | 2.8
HLFMZCA | Custom Line | LL-LEDFLEX | HLF montagebeugel zonder kabeldoorvoer 25x14x19mm alu | A | 2.6 | 2.6
HLG-100H-24A | Linear Line | LL-POWER | voeding 24VDC 100W IP67 incl. 30cm kabel | POW | 110.5 | 110.5
HLG-100H-48A | Linear Line | LL-POWER | voeding 48VDC 100W IP67 incl. 30cm kabel | POW | 110.5 | 110.5
HLG-120H-24A | Linear Line | LL-POWER | voeding 24VDC 120W IP67 incl. 30cm kabel | POW | 114 | 114
HLG-120H-48A | Linear Line | LL-POWER | voeding 48VDC 120W IP67 incl. 30cm kabel | POW | 127 | 127
HLG-150H-24A | Linear Line | LL-POWER | voeding 24VDC 150W IP67 incl. 30cm kabel | POW | 115.5 | 115.5
HLG-150H-48A | Linear Line | LL-POWER | voeding 48VDC 150W IP67 incl. 30cm kabel | POW | 115.5 | 115.5
HLG-185H-24A | Linear Line | LL-POWER | voeding 24VDC 185W IP67 incl. 30cm kabel | POW | 123.5 | 123.5
HLG-185H-48A | Linear Line | LL-POWER | voeding 48VDC 185W IP67 incl. 30cm kabel | POW | 123.5 | 123.5
HLG-240H-24A | Linear Line | LL-POWER | voeding 24VDC 240W IP67 incl. 30cm kabel | POW | 138 | 138
HLG-240H-48A | Linear Line | LL-POWER | voeding 48VDC 240W IP67 incl. 30cm kabel | POW | 153 | 153
HLG-320H-24A | Linear Line | LL-POWER | voeding 24VDC 320W IP67 incl. 30cm kabel | POW | 186 | 186
HLG-320H-48A | Linear Line | LL-POWER | voeding 48VDC 320W IP67 incl. 30cm kabel | POW | 206.5 | 206.5
HLG-40H-24A | Linear Line | LL-POWER | voeding 24VDC 40W IP67 incl. 30cm kabel | POW | 73 | 73
HLG-40H-48A | Linear Line | LL-POWER | voeding 48VDC 40W IP67 incl. 30cm kabel | POW | 82.5 | 82.5
HLG-480H-24A | Linear Line | LL-POWER | voeding 24VDC 480W IP67 incl. 30cm kabel | POW | 277 | 277
HLG-600H-24A | Linear Line | LL-POWER | voeding 24VDC 600W IP67 incl. 30cm kabel | POW | 440 | 440
HLG-60H-24A | Linear Line | LL-POWER | voeding 24VDC 60W IP67 incl. 30cm kabel | POW | 76 | 76
HLG-60H-48A | Linear Line | LL-POWER | voeding 48VDC 60W IP67 incl. 30cm kabel | POW | 76 | 76
HLG-80H-24A | Linear Line | LL-POWER | voeding 24VDC 80W IP67 incl. 30cm kabel | POW | 91 | 91
HLG-80H-48A | Linear Line | LL-POWER | voeding 48VDC 80W IP67 incl. 30cm kabel | POW | 100 | 100
ICD380727W | Commercial Line | LL-DOWNLIGHTS | Iconic Deep low UGR 7W inbouwspot wit 2700K dimbaar 38° | A | 63 | 63
ICD380727WDA | Commercial Line | LL-DOWNLIGHTS | Iconic Deep low UGR 7W inbouwspot wit 2700K dimbaar 38° DALI | A | 105 | 105
ICD380730W | Commercial Line | LL-DOWNLIGHTS | Iconic Deep low UGR 7W inbouwspot wit 3000K dimbaar 38° | A | 63 | 63
ICD380730WDA | Commercial Line | LL-DOWNLIGHTS | Iconic Deep low UGR 7W inbouwspot wit 3000K dimbaar 38° DALI | A | 105 | 105
ICD380740W | Commercial Line | LL-DOWNLIGHTS | Iconic Deep low UGR 7W inbouwspot wit 4000K dimbaar 38° | A | 63 | 63
ICD380740WDA | Commercial Line | LL-DOWNLIGHTS | Iconic Deep low UGR 7W inbouwspot wit 4000K dimbaar 38° DALI | A | 105 | 105
ICD381227W | Commercial Line | LL-DOWNLIGHTS | Iconic Deep low UGR 12W inbouwspot wit 2700K dimbaar 38° | A | 75 | 75
ICD381227WDA | Commercial Line | LL-DOWNLIGHTS | Iconic Deep low UGR 12W inbouwspot wit 2700K dimbaar 38° DALI | A | 117 | 117
ICD381230W | Commercial Line | LL-DOWNLIGHTS | Iconic Deep low UGR 12W inbouwspot wit 3000K dimbaar 38° | A | 75 | 75
ICD381230WDA | Commercial Line | LL-DOWNLIGHTS | Iconic Deep low UGR 12W inbouwspot wit 3000K dimbaar 38° DALI | A | 117 | 117
ICD381240W | Commercial Line | LL-DOWNLIGHTS | Iconic Deep low UGR 12W inbouwspot wit 4000K dimbaar 38° | A | 75 | 75
ICD381240WDA | Commercial Line | LL-DOWNLIGHTS | Iconic Deep low UGR 12W inbouwspot wit 4000K dimbaar 38° DALI | A | 117 | 117
ICD382027W | Commercial Line | LL-DOWNLIGHTS | Iconic Deep low UGR 20W inbouwspot wit 2700K dimbaar 38° | A | 95 | 95
ICD382027WDA | Commercial Line | LL-DOWNLIGHTS | Iconic Deep low UGR 20W inbouwspot wit 2700K dimbaar 38° DALI | A | 137 | 137
ICD382030W | Commercial Line | LL-DOWNLIGHTS | Iconic Deep low UGR 20W inbouwspot wit 3000K dimbaar 38° | A | 95 | 95
ICD382030WDA | Commercial Line | LL-DOWNLIGHTS | Iconic Deep low UGR 20W inbouwspot wit 3000K dimbaar 38° DALI | A | 137 | 137
ICD382040W | Commercial Line | LL-DOWNLIGHTS | Iconic Deep low UGR 20W inbouwspot wit 4000K dimbaar 38° | A | 95 | 95
ICD382040WDA | Commercial Line | LL-DOWNLIGHTS | Iconic Deep low UGR 20W inbouwspot wit 4000K dimbaar 38° DALI | A | 137 | 137
ICO380727W | Commercial Line | LL-DOWNLIGHTS | Iconic 7W inbouwspot richtbaar wit 2700K dimbaar 38° | A | 61 | 61
ICO380727WDA | Commercial Line | LL-DOWNLIGHTS | Iconic 7W inbouwspot richtbaar wit 2700K dimbaar 38° DALI | A | 103 | 103
ICO380730W | Commercial Line | LL-DOWNLIGHTS | Iconic 7W inbouwspot richtbaar wit 3000K dimbaar 38° | A | 61 | 61
ICO380730WDA | Commercial Line | LL-DOWNLIGHTS | Iconic 7W inbouwspot richtbaar wit 3000K dimbaar 38° DALI | A | 103 | 103
ICO380740W | Commercial Line | LL-DOWNLIGHTS | Iconic 7W inbouwspot richtbaar wit 4000K dimbaar 38° | A | 61 | 61
ICO380740WDA | Commercial Line | LL-DOWNLIGHTS | Iconic 7W inbouwspot richtbaar wit 4000K dimbaar 38° DALI | A | 103 | 103
ICO381227W | Commercial Line | LL-DOWNLIGHTS | Iconic 12W inbouwspot richtbaar wit 2700K dimbaar 38° | A | 71 | 71
ICO381227WDA | Commercial Line | LL-DOWNLIGHTS | Iconic 12W inbouwspot richtbaar wit 2700K dimbaar 38° DALI | A | 113 | 113
ICO381230W | Commercial Line | LL-DOWNLIGHTS | Iconic 12W inbouwspot richtbaar wit 3000K dimbaar 38° | A | 71 | 71
ICO381230WDA | Commercial Line | LL-DOWNLIGHTS | Iconic 12W inbouwspot richtbaar wit 3000K dimbaar 38° DALI | A | 113 | 113
ICO381240W | Commercial Line | LL-DOWNLIGHTS | Iconic 12W inbouwspot richtbaar wit 4000K dimbaar 38° | A | 71 | 71
ICO381240WDA | Commercial Line | LL-DOWNLIGHTS | Iconic 12W inbouwspot richtbaar wit 4000K dimbaar 38° DALI | A | 113 | 113
ICO382027W | Commercial Line | LL-DOWNLIGHTS | Iconic 20W inbouwspot richtbaar wit 2700K dimbaar 38° | A | 97 | 97
ICO382027WDA | Commercial Line | LL-DOWNLIGHTS | Iconic 20W inbouwspot richtbaar wit 2700K dimbaar 38° DALI | A | 139 | 139
ICO382030W | Commercial Line | LL-DOWNLIGHTS | Iconic 20W inbouwspot richtbaar wit 3000K dimbaar 38° | A | 97 | 97
ICO382030WDA | Commercial Line | LL-DOWNLIGHTS | Iconic 20W inbouwspot richtbaar wit 3000K dimbaar 38° DALI | A | 139 | 139
ICO382040W | Commercial Line | LL-DOWNLIGHTS | Iconic 20W inbouwspot richtbaar wit 4000K dimbaar 38° | A | 97 | 97
ICO382040WDA | Commercial Line | LL-DOWNLIGHTS | Iconic 20W inbouwspot richtbaar wit 4000K dimbaar 38° DALI | A | 139 | 139
KNXCON4CH | Linear Line | LL-CONTROL | KNX converter naar PWM 4-kanaals 24VDC 480W | CTR | 250 | 250
KNXCON4CHDIN | Linear Line | LL-CONTROL | KNX conerter naar PWM 4-kanaals 24VDC 480W DIN-rail | CTR | 250 | 250
KVF-24080-TDH | Linear Line | LL-POWER | voeding 24VDC 80W IP66 fase dimbaar | POW | 118.5 | 118.5
KVF-24150-TDH | Linear Line | LL-POWER | voeding 24VDC 150W IP66 fase dimbaar | POW | 170.5 | 170.5
KVF-24200-TDH | Linear Line | LL-POWER | voeding 24VDC 200W IP66 fase dimbaar | POW | 196.5 | 196.5
KVF-24320-TDH | Linear Line | LL-POWER | voeding 24VDC 320W IP66 fase dimbaar | POW | 264.5 | 264.5
LAK4063W | Commercial Line | LL-DOWNLIGHTS | LAKI inbouw downlighter 6W 3000K wit 60° | A+ | 69 | 69
LAK4063WDA | Commercial Line | LL-DOWNLIGHTS | LAKI inbouw downlighter 6W 3000K wit 60° DALI | A | 111 | 111
LAK4064W | Commercial Line | LL-DOWNLIGHTS | LAKI inbouw downlighter 6W 4000K wit 60° | A+ | 69 | 69
LAK4064WDA | Commercial Line | LL-DOWNLIGHTS | LAKI inbouw downlighter 6W 4000K wit 60° DALI | A | 111 | 111
LAK5123W | Commercial Line | LL-DOWNLIGHTS | LAKI inbouw downlighter 12W 3000K wit 60° | A+ | 87 | 87
LAK5123WDA | Commercial Line | LL-DOWNLIGHTS | LAKI inbouw downlighter 12W 3000K wit 60° DALI | A | 129 | 129
LAK5124W | Commercial Line | LL-DOWNLIGHTS | LAKI inbouw downlighter 12W 4000K wit 60° | A+ | 87 | 87
LAK5124WDA | Commercial Line | LL-DOWNLIGHTS | LAKI inbouw downlighter 12W 4000K wit 60° DALI | A | 129 | 129
LAK6203W | Commercial Line | LL-DOWNLIGHTS | LAKI inbouw downlighter 20W 3000K wit 60° | A+ | 101 | 101
LAK6203WDA | Commercial Line | LL-DOWNLIGHTS | LAKI inbouw downlighter 20W 3000K wit 60° DALI | A | 143 | 143
LAK6204W | Commercial Line | LL-DOWNLIGHTS | LAKI inbouw downlighter 20W 4000K wit 60° | A+ | 101 | 101
LAK6204WDA | Commercial Line | LL-DOWNLIGHTS | LAKI inbouw downlighter 20W 4000K wit 60° DALI | A | 143 | 143
LAK7303W | Commercial Line | LL-DOWNLIGHTS | LAKI inbouw downlighter 30W 3000K wit 60° | A+ | 121 | 121
LAK7303WDA | Commercial Line | LL-DOWNLIGHTS | LAKI inbouw downlighter 30W 3000K wit 60° DALI | A | 163 | 163
LAK7304W | Commercial Line | LL-DOWNLIGHTS | LAKI inbouw downlighter 30W 4000K wit 60° | A+ | 121 | 121
LAK7304WDA | Commercial Line | LL-DOWNLIGHTS | LAKI inbouw downlighter 30W 4000K wit 60° DALI | A | 163 | 163
LAK8423W | Commercial Line | LL-DOWNLIGHTS | LAKI inbouw downlighter 42W 3000K wit 60° | A+ | 141 | 141
LAK8423WDA | Commercial Line | LL-DOWNLIGHTS | LAKI inbouw downlighter 42W 3000K wit 60° DALI | A | 183 | 183
LAK8424W | Commercial Line | LL-DOWNLIGHTS | LAKI inbouw downlighter 42W 4000K wit 60° | A+ | 141 | 141
LAK8424WDA | Commercial Line | LL-DOWNLIGHTS | LAKI inbouw downlighter 42W 4000K wit 60° DALI | A | 183 | 183
LAK8483W | Commercial Line | LL-DOWNLIGHTS | LAKI inbouw downlighter 48W 3000K wit 60° | A+ | 165 | 165
LAK8483WDA | Commercial Line | LL-DOWNLIGHTS | LAKI inbouw downlighter 48W 3000K wit 60° DALI | A | 207 | 207
LAK8484W | Commercial Line | LL-DOWNLIGHTS | LAKI inbouw downlighter 48W 4000K wit 60° | A+ | 165 | 165
LAK8484WDA | Commercial Line | LL-DOWNLIGHTS | LAKI inbouw downlighter 48W 4000K wit 60° DALI | A | 207 | 207
LCSTW102 | Linear Line | LL-LEDSTRIPS | led-strip connector 10mm 2 contactpunten IP33 | LST | 3 | 3
LCSTW104 | Linear Line | LL-LEDSTRIPS | led-strip connector 10mm 4 contactpunten IP33 | LST | 3 | 3
LCSTW125 | Linear Line | LL-LEDSTRIPS | led-strip connector 12mm 5 contactpunten IP33 | LST | 3 | 3
LCSTW82 | Linear Line | LL-LEDSTRIPS | led-strip connector 8mm 2 contactpunten IP33 | LST | 3 | 3
LE27A60727DC | Hospitality Line | LL-LIGHTSOURCE | E27 LED A60 2700K 7W dimbaar transparant | B | 9.5 | 9.5
LE27A60930DM | Hospitality Line | LL-LIGHTSOURCE | E27 LED A60 3000K 9W dimbaar opaal | B | 8 | 8
LE27G125827DG | Hospitality Line | LL-LIGHTSOURCE | E27 LED G125 8W 2700K dimbaar goud | B | 19 | 19
LE27ST64727DG | Hospitality Line | LL-LIGHTSOURCE | E27 LED ST64 7W 2700K dimbaar goud | B | 14 | 14
LL0418SKB | Commercial Line | LL-L-TRACK | 3-fase + DALI spanningsrail connector klem zwart | LTR | 11 | 11
LL0418SKW | Commercial Line | LL-L-TRACK | 3-fase + DALI spanningsrail connector klem wit | LTR | 11 | 11
LL04230VB | Commercial Line | LL-L-TRACK | 3-fase (+DALI) spanningsrail 230V stopcontact zwart | LTR | 39 | 39
LL04230VW | Commercial Line | LL-L-TRACK | 3-fase (+DALI) spanningsrail 230V stopcontact wit | LTR | 39 | 39
LL0432B | Commercial Line | LL-L-TRACK | 3-fase + DALI spanningsrail eindkap zwart | LTR | 3.6 | 3.6
LL0432W | Commercial Line | LL-L-TRACK | 3-fase + DALI spanningsrail eindkap wit | LTR | 3.6 | 3.6
LL04SKB | Commercial Line | LL-L-TRACK | 3-fase + DALI spanningsrail montagebeugel zwart | LTR | 5.4 | 5.4
LL04SKW | Commercial Line | LL-L-TRACK | 3-fase + DALI spanningsrail montagebeugel wit | LTR | 5.4 | 5.4
LL0610B | Commercial Line | LL-L-TRACK | 3-fase + DALI spanningsrail 1 meter zwart | LTR | 39 | 39
LL0610W | Commercial Line | LL-L-TRACK | 3-fase + DALI spanningsrail 1 meter wit | LTR | 39 | 39
LL0620B | Commercial Line | LL-L-TRACK | 3-fase + DALI spanningsrail 2 meter zwart | LTR | 79 | 79
LL0620W | Commercial Line | LL-L-TRACK | 3-fase + DALI spanningsrail 2 meter wit | LTR | 79 | 79
LL0630B | Commercial Line | LL-L-TRACK | 3-fase + DALI spanningsrail 3 meter zwart | LTR | 119 | 119
LL0630W | Commercial Line | LL-L-TRACK | 3-fase + DALI spanningsrail 3 meter wit | LTR | 119 | 119
LLAKCOE00 | Emergency Line | LL-EMERGENCY | Ontec E inbouwkit | EL | 14 | 14
LLAKCOG00B | Emergency Line | LL-EMERGENCY | Ontec G inbouwkit zwart | EL | 24 | 24
LLAKCOG00W | Emergency Line | LL-EMERGENCY | Ontec G inbouwkit wit | EL | 24 | 24
LLAKCOG09B | Emergency Line | LL-EMERGENCY | Ontec G montagebeugel zijkant wand zwart | EL | 49 | 49
LLAKCOG09W | Emergency Line | LL-EMERGENCY | Ontec G montagebeugel zijkant wand wit | EL | 49 | 49
LLAKCOR00B | Emergency Line | LL-EMERGENCY | Ontec R inbouwkit zwart | EL | 24 | 24
LLAKCOR00W | Emergency Line | LL-EMERGENCY | Ontec R inbouwkit wit | EL | 24 | 24
LLAKCOR01 | Emergency Line | LL-EMERGENCY | Ontec R beugel richtbaar voor plafond- of wandmontage | EL | 41 | 41
LLAKCOS02P | Emergency Line | LL-EMERGENCY | Ontec S cover voor buitentoepassingen | EL | 26 | 26
LLAKCOS04 | Emergency Line | LL-EMERGENCY | Ontec S beugel richtbaar voor plafond- of wandmontage | EL | 19 | 19
LLAKCOS05 | Emergency Line | LL-EMERGENCY | Ontec S beschermkooi | EL | 34 | 34
LLAKCOS06 | Emergency Line | LL-EMERGENCY | Ontec S plexi vlag voor pictogram | EL | 27 | 27
LLAKCS20501 | Emergency Line | LL-EMERGENCY | Ontec S20 beschermkooi | EL | 39 | 39
LLAKCS206 | Emergency Line | LL-EMERGENCY | Ontec S20 plexi vlag voor pictogram | EL | 27 | 27
LLAKCUN000 | Emergency Line | LL-EMERGENCY | Ontec S/S20 inbouwkit | EL | 14 | 14
LLAKOGPENDB | Emergency Line | LL-EMERGENCY | Ontec G pendelset zwart | EL | 43 | 43
LLAKOGPENDW | Emergency Line | LL-EMERGENCY | Ontec G pendelset wit | EL | 43 | 43
LLBC0854012205 | Industrial Line | LL-ATEX | Aqualia Ex explosieveilig 20W waterdicht toestel IP66 800mm 5000K | A | 649 | 649
LLBC1454012205 | Industrial Line | LL-ATEX | Aqualia Ex explosieveilig 40W waterdicht toestel IP66 1400mm 5000K | A | 793 | 793
LLBCEMP01 | Industrial Line | LL-ATEX | Aqualia Ex explosieveilige noodunit 1h | A | 512 | 512
LLC150B | Commercial Line | LL-L-TRACK | 3-fase + DALI spanningsrail voetstuk zwart voor plafondmontage | LTR | 37 | 37
LLC150W | Commercial Line | LL-L-TRACK | 3-fase + DALI spanningsrail voetstuk wit voor plafondmontage | LTR | 37 | 37
LLD631LB | Commercial Line | LL-L-TRACK | 3-fase + DALI spanningsrail aansluitvoeding links zwart | LTR | 22 | 22
LLD631LW | Commercial Line | LL-L-TRACK | 3-fase + DALI spanningsrail aansluitvoeding links wit | LTR | 22 | 22
LLD631RB | Commercial Line | LL-L-TRACK | 3-fase + DALI spanningsrail aansluitvoeding rechts zwart | LTR | 22 | 22
LLD631RW | Commercial Line | LL-L-TRACK | 3-fase + DALI spanningsrail aansluitvoeding rechts wit | LTR | 22 | 22
LLD633B | Commercial Line | LL-L-TRACK | 3-fase + DALI spanningsrail koppelstuk zwart | LTR | 16 | 16
LLD633W | Commercial Line | LL-L-TRACK | 3-fase + DALI spanningsrail koppelstuk wit | LTR | 16 | 16
LLD634B | Commercial Line | LL-L-TRACK | 3-fase + DALI spanningsrail middenvoeding zwart | LTR | 41 | 41
LLD634W | Commercial Line | LL-L-TRACK | 3-fase + DALI spanningsrail middenvoeding wit | LTR | 41 | 41
LLD635LB | Commercial Line | LL-L-TRACK | 3-fase + DALI spanningsrail hoekstuk links zwart | LTR | 41 | 41
LLD635LW | Commercial Line | LL-L-TRACK | 3-fase + DALI spanningsrail hoekstuk links wit | LTR | 41 | 41
LLD635RB | Commercial Line | LL-L-TRACK | 3-fase + DALI spanningsrail hoekstuk rechts zwart | LTR | 41 | 41
LLD635RW | Commercial Line | LL-L-TRACK | 3-fase + DALI spanningsrail hoekstuk rechts wit | LTR | 41 | 41
LLD636L1B | Commercial Line | LL-L-TRACK | 3-fase + DALI spanningsrail T-stuk links 1 zwart | LTR | 63 | 63
LLD636L1W | Commercial Line | LL-L-TRACK | 3-fase + DALI spanningsrail T-stuk links 1 wit | LTR | 63 | 63
LLD636L2B | Commercial Line | LL-L-TRACK | 3-fase + DALI spanningsrail T-stuk links 2 zwart | LTR | 63 | 63
LLD636L2W | Commercial Line | LL-L-TRACK | 3-fase + DALI spanningsrail T-stuk links 2 wit | LTR | 63 | 63
LLD636R1B | Commercial Line | LL-L-TRACK | 3-fase + DALI spanningsrail T-stuk rechts 1 zwart | LTR | 63 | 63
LLD636R1W | Commercial Line | LL-L-TRACK | 3-fase + DALI spanningsrail T-stuk rechts 1 wit | LTR | 63 | 63
LLD636R2B | Commercial Line | LL-L-TRACK | 3-fase + DALI spanningsrail T-stuk rechts 2 zwart | LTR | 63 | 63
LLD636R2W | Commercial Line | LL-L-TRACK | 3-fase + DALI spanningsrail T-stuk rechts 2 wit | LTR | 63 | 63
LLD637B | Commercial Line | LL-L-TRACK | 3-fase + DALI spanningsrail kruisstuk wit | LTR | 77 | 77
LLD637W | Commercial Line | LL-L-TRACK | 3-fase + DALI spanningsrail kruisstuk zwart | LTR | 77 | 77
LLD639B | Commercial Line | LL-L-TRACK | 3-fase + DALI spanningsrail flexibele knikbocht zwart | LTR | 56 | 56
LLD639W | Commercial Line | LL-L-TRACK | 3-fase + DALI spanningsrail flexibele knikbocht wit | LTR | 56 | 56
LLEME3M24V | Emergency Line | LL-EMERGENCY | noodunit 2W 12-24Vdc 4000mAh (3h) | EL | 97 | 97
LLEME3M48V | Emergency Line | LL-EMERGENCY | noodunit 2W 24-48Vdc 4000mAh (3h) | EL | 97 | 97
LLEZ0499B | Commercial Line | LL-L-TRACK | 3-fase + DALI spanningsrail pendelset 5m zwart | LTR | 19 | 19
LLEZ0499W | Commercial Line | LL-L-TRACK | 3-fase + DALI spanningsrail pendelset 5m wit | LTR | 19 | 19
LLM3SET | Linear Line | LL-LINEARFIX | LLA set 3 montagetoebehoren | A | 9 | 9
LLM4266CU | Custom Line | LL-LLMCUSTOM | Lichtlijn op maat 42x66mm | A | 1 | 1
LLM4KITR | Linear Line | LL-LINEARFIX | LLA inbouwkit met 4 klemveren | A | 9 | 9
LLM5536RCU | Custom Line | LL-LLMCUSTOM | Lichtlijn op maat 55x36mm inbouw | A | 1 | 1
LLM5570CU | Custom Line | LL-LLMCUSTOM | Lichtlijn op maat 55x70mm | A | 1 | 1
LLM5580UDCU | Custom Line | LL-LLMCUSTOM | Lichtlijn op maat 55x80mm up & down | A | 1 | 1
LLM8636RCU | Custom Line | LL-LLMCUSTOM | Lichtlijn op maat 86x36mm inbouw | A | 1 | 1
LLM9086CU | Custom Line | LL-LLMCUSTOM | Lichtlijn op maat 90x86mm | A | 1 | 1
LLMMCB | Linear Line | LL-LINEARFIX | LLA set 2st. montagebeugel | A | 4 | 4
LLMMWB | Linear Line | LL-LINEARFIX | LLA set 2st. wandmontagebeugel | A | 7 | 7
LLMPEND5A | Linear Line | LL-LINEARFIX | LLA pendelset 5m alu | A | 23 | 23
LLMPEND5B | Linear Line | LL-LINEARFIX | LLA pendelset 5m zwart | A | 23 | 23
LLMPEND5W | Linear Line | LL-LINEARFIX | LLA pendelset 5m wit | A | 23 | 23
LLMPENDA | Linear Line | LL-LINEARFIX | LLA pendelset 2m alu | A | 16 | 16
LLMPENDB | Linear Line | LL-LINEARFIX | LLA pendelset 2m zwart | A | 16 | 16
LLMPENDUD5A | Linear Line | LL-LINEARFIX | LLA up & down pendelset 5m alu | A | 25 | 25
LLMPENDUD5B | Linear Line | LL-LINEARFIX | LLA up & down pendelset 5m zwart | A | 25 | 25
LLMPENDUD5W | Linear Line | LL-LINEARFIX | LLA up & down pendelset 5m wit | A | 25 | 25
LLMPENDUDA | Linear Line | LL-LINEARFIX | LLA up & down pendelset 2m alu | A | 18 | 18
LLMPENDUDB | Linear Line | LL-LINEARFIX | LLA up & down pendelset 2m zwart | A | 18 | 18
LLMPENDUDW | Linear Line | LL-LINEARFIX | LLA up & down pendelset 2m wit | A | 18 | 18
LLMPENDW | Linear Line | LL-LINEARFIX | LLA pendelset 2m wit | A | 16 | 16
LLMROA | Linear Line | LL-LINEARFIX | LLA rosette alu | A | 21 | 21
LLMROB | Linear Line | LL-LINEARFIX | LLA rosette zwart | A | 21 | 21
LLMROW | Linear Line | LL-LINEARFIX | LLA rosette wit | A | 21 | 21
LLOCC1ATN600B | Emergency Line | LL-EMERGENCY | Ontec C vluchtweg inbouwarmatuur C1 1h autotest zwart | EL | 145 | 145
LLOCC1ATN600W | Emergency Line | LL-EMERGENCY | Ontec C vluchtweg inbouwarmatuur C1 1h autotest wit | EL | 141 | 141
LLOCM1ATN600B | Emergency Line | LL-EMERGENCY | Ontec C antipaniek inbouwarmatuur M1 1h autotest zwart | EL | 138 | 138
LLOCM1ATN600W | Emergency Line | LL-EMERGENCY | Ontec C antipaniek inbouwarmatuur M1 1h autotest wit | EL | 135 | 135
LLOEEPATM100B | Emergency Line | LL-EMERGENCY | Ontec E vluchtwegaanduiding E1P 1h autotest zwart | EL | 152 | 152
LLOEEPATM100W | Emergency Line | LL-EMERGENCY | Ontec E vluchtwegaanduiding E1P 1h autotest wit | EL | 148 | 148
LLOGEEATM100B | Emergency Line | LL-EMERGENCY | Ontec G vluchtwegaanduiding E1E 1h autotest zwart | EL | 140 | 140
LLOGEEATM100W | Emergency Line | LL-EMERGENCY | Ontec G vluchtwegaanduiding E1E 1h autotest wit | EL | 137 | 137
LLORC1ATN600B | Emergency Line | LL-EMERGENCY | Ontec R vluchtweg C1 1h autotest zwart | EL | 125 | 125
LLORC1ATN600W | Emergency Line | LL-EMERGENCY | Ontec R vluchtweg C1 1h autotest wit | EL | 122 | 122
LLORM1ATN600B | Emergency Line | LL-EMERGENCY | Ontec R anti-paniek M1 1h autotest zwart | EL | 120 | 120
LLORM1ATN600W | Emergency Line | LL-EMERGENCY | Ontec R anti-paniek M1 1h autotest wit | EL | 116 | 116
LLORW1ATN600B | Emergency Line | LL-EMERGENCY | Ontec R uitgang/vuurbestreiding W1 1h autotest zwart | EL | 135 | 135
LLORW1ATN600W | Emergency Line | LL-EMERGENCY | Ontec R uitgang/vuurbestreiding W1 1h autotest wit | EL | 132 | 132
LLOSC1ATN660B | Emergency Line | LL-EMERGENCY | Ontec S vluchtweg C1 1h autotest zwart | EL | 145 | 145
LLOSC1ATN660W | Emergency Line | LL-EMERGENCY | Ontec S vluchtweg C1 1h autotest wit | EL | 141 | 141
LLOSM1ATM860B | Emergency Line | LL-EMERGENCY | Ontec S anti-paniek M1 3h autotest zwart | EL | 104 | 104
LLOSM1ATM860W | Emergency Line | LL-EMERGENCY | Ontec S anti-paniek M1 3h autotest wit | EL | 97 | 97
LLOSM1STM860B | Emergency Line | LL-EMERGENCY | Ontec S anti-paniek M1 3h zwart | EL | 75 | 75
LLOSM1STM860W | Emergency Line | LL-EMERGENCY | Ontec S anti-paniek M1 3h wit | EL | 72 | 72
LLOSM2ATM36CB | Emergency Line | LL-EMERGENCY | Ontec S anti-paniek M2 1h autotest zwart COLD | EL | 142 | 142
LLOSM2ATM36CW | Emergency Line | LL-EMERGENCY | Ontec S anti-paniek M2 1h autotest wit COLD | EL | 139 | 139
LLOSM5ATM160B | Emergency Line | LL-EMERGENCY | Ontec S anti-paniek M5 1h autotest zwart | EL | 159 | 159
LLOSM5ATM160W | Emergency Line | LL-EMERGENCY | Ontec S anti-paniek M5 1h autotest wit | EL | 162 | 162
LLOSW1ATN660B | Emergency Line | LL-EMERGENCY | Ontec S uitgang/vuurbestreiding W1 1h autotest zwart | EL | 144 | 144
LLOSW1ATN660W | Emergency Line | LL-EMERGENCY | Ontec S uitgang/vuurbestreiding W1 1h autotest wit | EL | 141 | 141
LLPUZFRIPR90A | Hospitality Line | LL-DOWNLIGHTS | To puzzle frame rond IP65 geborsteld metaal 90mm | B | 14 | 14
LLPUZFRIPR90W | Hospitality Line | LL-DOWNLIGHTS | To puzzle frame rond IP65 wit 90mm | B | 14 | 14
LLPUZFRIPS90A | Hospitality Line | LL-DOWNLIGHTS | To puzzle frame vierkant IP65 geborsteld metaal 90mm | B | 14 | 14
LLPUZFRIPS90W | Hospitality Line | LL-DOWNLIGHTS | To puzzle frame vierkant IP65 wit 90mm | B | 14 | 14
LLPUZFRR90A | Hospitality Line | LL-DOWNLIGHTS | To puzzle frame rond IP20 richtbaar geborsteld metaal 90mm | B | 12 | 12
LLPUZFRR90B | Hospitality Line | LL-DOWNLIGHTS | To puzzle frame rond IP20 richtbaar zwart 90mm | B | 12 | 12
LLPUZFRR90W | Hospitality Line | LL-DOWNLIGHTS | To puzzle frame rond IP20 richtbaar wit 90mm | B | 12 | 12
LLPUZFRS90A | Hospitality Line | LL-DOWNLIGHTS | To puzzle frame vierkant IP20 richtbaar geborsteld metaal 90mm | B | 12 | 12
LLPUZFRS90W | Hospitality Line | LL-DOWNLIGHTS | To puzzle frame vierkant richtbaar IP20 wit 90mm | B | 12 | 12
LLPUZHQD80B | Hospitality Line | LL-DOWNLIGHTS | To puzzle high-end frame diep rond IP20 zwart | B | 39 | 39
LLPUZHQD80W | Hospitality Line | LL-DOWNLIGHTS | To puzzle high-end frame diep rond IP20 wit | B | 39 | 39
LLPUZHQIP44W | Hospitality Line | LL-DOWNLIGHTS | To puzzle high end frame rond IP44 wit met bladveren | B | 26 | 26
LLPUZHQR80A | Hospitality Line | LL-DOWNLIGHTS | To puzzle high-end frame rond IP20 richtbaar geborsteld metaal | B | 24 | 24
LLPUZHQR80B | Hospitality Line | LL-DOWNLIGHTS | To puzzle high-end frame rond IP20 richtbaar zwart | B | 24 | 24
LLPUZHQR80W | Hospitality Line | LL-DOWNLIGHTS | To puzzle high-end frame rond IP20 richtbaar wit | B | 24 | 24
LLPUZHQS80A | Hospitality Line | LL-DOWNLIGHTS | To puzzle high-end frame vierkant IP20 richtbaar geborsteld metaal | B | 24 | 24
LLPUZHQS80B | Hospitality Line | LL-DOWNLIGHTS | To puzzle high-end frame vierkant IP20 richtbaar zwart | B | 24 | 24
LLPUZHQS80W | Hospitality Line | LL-DOWNLIGHTS | To puzzle high-end frame vierkant IP20 richtbaar wit | B | 24 | 24
LLPUZLE24 | Hospitality Line | LL-LIGHTSOURCE | To puzzle lens voor led module 24° | A | 5 | 5
LLPUZLE60 | Hospitality Line | LL-LIGHTSOURCE | To puzzle lens voor led module 60° | A | 5 | 5
LLPUZM27938 | Hospitality Line | LL-LIGHTSOURCE | To puzzle led module 8,5W 2700K 38° | A | 39 | 39
LLPUZM30938 | Hospitality Line | LL-LIGHTSOURCE | To puzzle led module 8,5W 3000K 38° | A | 39 | 39
LLPUZM40938 | Hospitality Line | LL-LIGHTSOURCE | To puzzle led module 8,5W 4000K 38° | A | 39 | 39
LLS2MXATX060W | Emergency Line | LL-EMERGENCY | Ontec S20 anti-paniek MX 1-3h autotest wit | EL | 109 | 109
LLS2MXSTX060W | Emergency Line | LL-EMERGENCY | Ontec S20 anti-paniek MX 1-3h manuele test wit | EL | 66 | 66
LLTBLGU10B | Commercial Line | LL-TRACKLIGHTS | Tubulo 3-fasetrackspot met GU10-fitting zwart | A | 61 | 61
LLTBLGU10W | Commercial Line | LL-TRACKLIGHTS | Tubulo 3-fasetrackspot met GU10-fitting wit | A | 61 | 61
LLTRX01LB | Commercial Line | LL-L-TRACK | Ledlines 3-faserail aansluitvoeding links zwart | LTR | 13 | 13
LLTRX01LW | Commercial Line | LL-L-TRACK | Ledlines 3-faserail aansluitvoeding links wit | LTR | 13 | 13
LLTRX02RB | Commercial Line | LL-L-TRACK | Ledlines 3-faserail aansluitvoeding rechts zwart | LTR | 13 | 13
LLTRX02RW | Commercial Line | LL-L-TRACK | Ledlines 3-faserail aansluitvoeding rechts wit | LTR | 13 | 13
LLTRX03B | Commercial Line | LL-L-TRACK | Ledlines 3-faserail koppelstuk zwart | LTR | 10 | 10
LLTRX03W | Commercial Line | LL-L-TRACK | Ledlines 3-faserail koppelstuk wit | LTR | 10 | 10
LLTRX04B | Commercial Line | LL-L-TRACK | Ledlines 3-faserail kruisstuk zwart | LTR | 37 | 37
LLTRX04W | Commercial Line | LL-L-TRACK | Ledlines 3-faserail kruisstuk wit | LTR | 37 | 37
LLTRX05B | Commercial Line | LL-L-TRACK | Ledlines 3-faserail universele 3f adaptor zwart | LTR | 9 | 9
LLTRX05W | Commercial Line | LL-L-TRACK | Ledlines 3-faserail universele 3f adaptor wit | LTR | 9 | 9
LLTRX06B | Commercial Line | LL-L-TRACK | Ledlines 3-faserail middenvoeding zwart | LTR | 22 | 22
LLTRX06W | Commercial Line | LL-L-TRACK | Ledlines 3-faserail middenvoeding wit | LTR | 22 | 22
LLTRX07EB | Commercial Line | LL-L-TRACK | Ledlines 3-faserail eindkap zwart | LTR | 1.8 | 1.8
LLTRX07EW | Commercial Line | LL-L-TRACK | Ledlines 3-faserail eindkap wit | LTR | 1.8 | 1.8
LLTRX08B | Commercial Line | LL-L-TRACK | Ledlines 3-faserail knikbocht zwart | LTR | 27 | 27
LLTRX08FB | Commercial Line | LL-L-TRACK | Ledlines 3-faserail flexibele knikbocht zwart | LTR | 28 | 28
LLTRX08FW | Commercial Line | LL-L-TRACK | Ledlines 3-faserail flexibele knikbocht wit | LTR | 28 | 28
LLTRX08W | Commercial Line | LL-L-TRACK | Ledlines 3-faserail knikbocht wit | LTR | 27 | 27
LLTRX09PB | Commercial Line | LL-L-TRACK | Ledlines 3-faserail pendelset 1,5m zwart | LTR | 16 | 16
LLTRX09PB6M | Commercial Line | LL-L-TRACK | Ledlines 3-faserail pendelset 6m zwart | LTR | 19 | 19
LLTRX09PW | Commercial Line | LL-L-TRACK | Ledlines 3-faserail pendelset 1,5m wit | LTR | 16 | 16
LLTRX09PW6M | Commercial Line | LL-L-TRACK | Ledlines 3-faserail pendelset 6m wit | LTR | 19 | 19
LLTRX10MW | Commercial Line | LL-L-TRACK | Ledlines 3-faserail montagebeugel wit | LTR | 6 | 6
LLTRX10MZ | Commercial Line | LL-L-TRACK | Ledlines 3-faserail montagebeugel zwart | LTR | 6 | 6
LLTRX11LB | Commercial Line | LL-L-TRACK | Ledlines 3-faserail hoekstuk links zwart | LTR | 22 | 22
LLTRX11LW | Commercial Line | LL-L-TRACK | Ledlines 3-faserail hoekstuk links wit | LTR | 22 | 22
LLTRX11RB | Commercial Line | LL-L-TRACK | Ledlines 3-faserail hoekstuk rechts zwart | LTR | 22 | 22
LLTRX11RW | Commercial Line | LL-L-TRACK | Ledlines 3-faserail hoekstuk rechts wit | LTR | 22 | 22
LLTRX12L1B | Commercial Line | LL-L-TRACK | Ledlines 3-faserail verstelbaar T-stuk links 1 zwart | LTR | 29 | 29
LLTRX12L1W | Commercial Line | LL-L-TRACK | Ledlines 3-faserail verstelbaar T-stuk links 1 wit | LTR | 29 | 29
LLTRX12L2B | Commercial Line | LL-L-TRACK | Ledlines 3-faserail verstelbaar T-stuk links 2 zwart | LTR | 29 | 29
LLTRX12L2W | Commercial Line | LL-L-TRACK | Ledlines 3-faserail verstelbaar T-stuk links 2 wit | LTR | 29 | 29
LLTRX12R1B | Commercial Line | LL-L-TRACK | Ledlines 3-faserail verstelbaar T-stuk rechts 1 zwart | LTR | 29 | 29
LLTRX12R1W | Commercial Line | LL-L-TRACK | Ledlines 3-faserail verstelbaar T-stuk rechts 1 wit | LTR | 29 | 29
LLTRX12R2B | Commercial Line | LL-L-TRACK | Ledlines 3-faserail verstelbaar T-stuk rechts 2 zwart | LTR | 29 | 29
LLTRX12R2W | Commercial Line | LL-L-TRACK | Ledlines 3-faserail verstelbaar T-stuk rechts 2 wit | LTR | 29 | 29
LLTRX14K | Commercial Line | LL-L-TRACK | Ledlines 3-faserail connector klem | LTR | 9 | 9
LLTRX410B | Commercial Line | LL-L-TRACK | Ledlines 3-faserail 1 meter zwart | LTR | 33 | 33
LLTRX410W | Commercial Line | LL-L-TRACK | Ledlines 3-faserail 1 meter wit | LTR | 33 | 33
LLTRX420B | Commercial Line | LL-L-TRACK | Ledlines 3-faserail 2 meter zwart | LTR | 65 | 65
LLTRX420W | Commercial Line | LL-L-TRACK | Ledlines 3-faserail 2 meter wit | LTR | 65 | 65
LLTRX430B | Commercial Line | LL-L-TRACK | Ledlines 3-faserail 3 meter zwart | LTR | 95 | 95
LLTRX430W | Commercial Line | LL-L-TRACK | Ledlines 3-faserail 3 meter wit | LTR | 95 | 95
LLTRXCA2B | Commercial Line | LL-L-TRACK | Ledlines rond 3-fase rail voetstuk zwart voor plafondmontage | LTR | 23 | 23
LLTRXCA2W | Commercial Line | LL-L-TRACK | Ledlines rond 3-fase rail voetstuk wit voor plafondmontage | LTR | 23 | 23
LMSTS102 | Linear Line | LL-LEDSTRIPS | led-strip mof 10mm 2 contactpunten IP33 | LST | 3 | 3
LMSTS104 | Linear Line | LL-LEDSTRIPS | led-strip mof 10mm 4 contactpunten IP33 | LST | 3 | 3
LMSTS125 | Linear Line | LL-LEDSTRIPS | led-strip mof 12mm 5 contactpunten IP33 | LST | 3 | 3
LMSTS82 | Linear Line | LL-LEDSTRIPS | led-strip mof 8mm 2 contactpunten IP33 | LST | 3 | 3
LPV-100-24 | Linear Line | LL-POWER | voeding 24VDC 100W IP67 incl. 30cm draad | POW | 52 | 52
LPV-150-24 | Linear Line | LL-POWER | voeding 24VDC 150W IP67 incl. 30cm draad | POW | 70 | 70
LPV-20-24 | Linear Line | LL-POWER | voeding 24VDC 20W IP67 incl. 30cm draad | POW | 20.5 | 20.5
LPV-35-24 | Linear Line | LL-POWER | voeding 24VDC 35W IP67 incl. 30cm draad | POW | 28.5 | 28.5
LPV-60-24 | Linear Line | LL-POWER | voeding 24VDC 60W IP67 incl. 30cm draad | POW | 30.5 | 30.5
MCR1616MA | Linear Line | LL-LEDPROFILES | montagebeugel metaal voor APX1616 alu | ALP | 2.5 | 2.5
MCR1616PC | Linear Line | LL-LEDPROFILES | montagebeugel kunststof voor APX1616 transparant | ALP | 2.5 | 2.5
MCR3013M | Linear Line | LL-LEDPROFILES | montage springveer voor APR3013 | ALP | 4.7 | 4.7
MCR5035M | Linear Line | LL-LEDPROFILES | montage springveer voor APR5035 | ALP | 3 | 3
MCS17MA | Linear Line | LL-LEDPROFILES | montagebeugel metaal voor APS1708 en APS1715 alu | ALP | 2 | 2
MCS17MB | Linear Line | LL-LEDPROFILES | montagebeugel metaal voor APS1708 en APS1715 zwart | ALP | 2.5 | 2.5
MCS17MW | Linear Line | LL-LEDPROFILES | montagebeugel metaal voor APS1708 en APS1715 wit | ALP | 2.5 | 2.5
MCS17PC | Linear Line | LL-LEDPROFILES | montagebeugel kunststof voor APS1708 en APS1715 transparant | ALP | 2 | 2
MCS1818MA | Linear Line | LL-LEDPROFILES | montagebeugel metaal voor APS1818 alu | ALP | 2 | 2
MCS1818PC | Linear Line | LL-LEDPROFILES | montagebeugel kunststof voor APS1818 transparant | ALP | 2 | 2
MCS2413MA | Linear Line | LL-LEDPROFILES | montagebeugel metaal voor APS2413 alu | ALP | 2 | 2
MCS2413MB | Linear Line | LL-LEDPROFILES | montagebeugel metaal voor APS2413 zwart | ALP | 2.5 | 2.5
MCS2413MW | Linear Line | LL-LEDPROFILES | montagebeugel metaal voor APS2413 wit | ALP | 2.5 | 2.5
MCS2413PC | Linear Line | LL-LEDPROFILES | montagebeugel kunststof voor APS2413 transparant | ALP | 2 | 2
MCS3535MA | Linear Line | LL-LEDPROFILES | montagebeugel metaal voor APS3535 alu | ALP | 2 | 2
MCX1606A | Linear Line | LL-LEDPROFILES | montagebeugel metaal voor APX1606 alu | ALP | 2.5 | 2.5
MCX3030MA | Linear Line | LL-LEDPROFILES | montagebeugel metaal voor APX3030 alu | ALP | 3.5 | 3.5
MCX4918A | Linear Line | LL-LEDPROFILES | montagebeugel metaal voor APX4918 alu | ALP | 3.5 | 3.5
MCXF86MA | Linear Line | LL-LEDPROFILES | montagebeugel metaal voor APXF86 alu | ALP | 4.5 | 4.5
MCXR21MA | Linear Line | LL-LEDPROFILES | montagebeugel wand metaal voor APXR21 alu | ALP | 7.5 | 7.5
MIN7093W | Commercial Line | LL-DOWNLIGHTS | Minerva banaanspot 9W 3000K wit 40° | A | 182 | 182
MIN7093WDA | Commercial Line | LL-DOWNLIGHTS | Minerva banaanspot 9W 3000K wit 40° DALI | A | 250 | 250
MIN7094W | Commercial Line | LL-DOWNLIGHTS | Minerva banaanspot 9W 4000K wit 40° | A | 182 | 182
MIN7094WDA | Commercial Line | LL-DOWNLIGHTS | Minerva banaanspot 9W 4000K wit 40° DALI | A | 250 | 250
MIN7153W | Commercial Line | LL-DOWNLIGHTS | Minerva banaanspot 16W 3000K wit 40° | A | 186 | 186
MIN7153WDA | Commercial Line | LL-DOWNLIGHTS | Minerva banaanspot 16W 3000K wit 40° DALI | A | 254 | 254
MIN7154W | Commercial Line | LL-DOWNLIGHTS | Minerva banaanspot 16W 4000K wit 40° | A | 186 | 186
MIN7154WDA | Commercial Line | LL-DOWNLIGHTS | Minerva banaanspot 16W 4000K wit 40° DALI | A | 254 | 254
MIN7243W | Commercial Line | LL-DOWNLIGHTS | Minerva banaanspot 24W 3000K wit 40° | A | 189 | 189
MIN7243WDA | Commercial Line | LL-DOWNLIGHTS | Minerva banaanspot 24W 3000K wit 40° DALI | A | 257 | 257
MIN7244W | Commercial Line | LL-DOWNLIGHTS | Minerva banaanspot 24W 4000K wit 40° | A | 189 | 189
MIN7244WDA | Commercial Line | LL-DOWNLIGHTS | Minerva banaanspot 24W 4000K wit 40° DALI | A | 257 | 257
MIN7363W | Commercial Line | LL-DOWNLIGHTS | Minerva banaanspot 36W 3000K wit 40° | A | 196 | 196
MIN7363WDA | Commercial Line | LL-DOWNLIGHTS | Minerva banaanspot 36W 3000K wit 40° DALI | A | 264 | 264
MIN7364W | Commercial Line | LL-DOWNLIGHTS | Minerva banaanspot 36W 4000K wit 40° | A | 196 | 196
MIN7364WDA | Commercial Line | LL-DOWNLIGHTS | Minerva banaanspot 36W 4000K wit 40° DALI | A | 264 | 264
MIN7483W | Commercial Line | LL-DOWNLIGHTS | Minerva banaanspot 48W 3000K wit 40° | A | 231 | 231
MIN7483WDA | Commercial Line | LL-DOWNLIGHTS | Minerva banaanspot 48W 3000K wit 40° DALI | A | 299 | 299
MIN7484W | Commercial Line | LL-DOWNLIGHTS | Minerva banaanspot 48W 4000K wit 40° | A | 231 | 231
MIN7484WDA | Commercial Line | LL-DOWNLIGHTS | Minerva banaanspot 48W 4000K wit 40° DALI | A | 299 | 299
NDR-240-24 | Linear Line | LL-POWER | voeding DIN-rail industrie 240W 24VDC | POW | 131 | 131
NDR-480-24 | Linear Line | LL-POWER | voeding DIN-rail industrie 480W 24VDC | POW | 255 | 255
NIK24103B | Hospitality Line | LL-SUSPENDED | Nikè pendelarmatuur 10W 3000K wit 24° | A | 118 | 118
NIK24103W | Hospitality Line | LL-SUSPENDED | Nikè pendelarmatuur 10W 3000K wit 24° | A | 118 | 118
NIK24104B | Hospitality Line | LL-SUSPENDED | Nikè pendelarmatuur 10W 4000K zwart 24° | A | 118 | 118
NIK24104W | Hospitality Line | LL-SUSPENDED | Nikè pendelarmatuur 10W 4000K wit 24° | A | 118 | 118
NIK24203B | Hospitality Line | LL-SUSPENDED | Nikè pendelarmatuur 20W 3000K zwart 24° | A | 127 | 127
NIK24203W | Hospitality Line | LL-SUSPENDED | Nikè pendelarmatuur 20W 3000K wit 24° | A | 127 | 127
NIK24204B | Hospitality Line | LL-SUSPENDED | Nikè pendelarmatuur 20W 4000K zwart 24° | A | 127 | 127
NIK24204W | Hospitality Line | LL-SUSPENDED | Nikè pendelarmatuur 20W 4000K wit 24° | A | 127 | 127
NIK24283B | Hospitality Line | LL-SUSPENDED | Nikè pendelarmatuur 28W 3000K zwart 24° | A | 139 | 139
NIK24283W | Hospitality Line | LL-SUSPENDED | Nikè pendelarmatuur 28W 3000K wit 24° | A | 139 | 139
NIK24284B | Hospitality Line | LL-SUSPENDED | Nikè pendelarmatuur 28W 4000K zwart 24° | A | 139 | 139
NIK24284W | Hospitality Line | LL-SUSPENDED | Nikè pendelarmatuur 28W 4000K wit 24° | A | 139 | 139
NLO3048B3 | Commercial Line | LL-TRACKLIGHTS | NLO musea tracklight CRI90+ 30W 3000K zwart 48° | A | 189 | 189
NLO3048B3DA | Commercial Line | LL-TRACKLIGHTS | NLO musea tracklight CRI90+ 30W 3000K zwart 48° DALI | A | 231 | 231
NLO3048B4 | Commercial Line | LL-TRACKLIGHTS | NLO musea tracklight CRI90+ 30W 4000K zwart 48° | A | 189 | 189
NLO3048B4DA | Commercial Line | LL-TRACKLIGHTS | NLO musea tracklight CRI90+ 30W 4000K zwart 48° DALI | A | 231 | 231
NLO3048W3 | Commercial Line | LL-TRACKLIGHTS | NLO musea tracklight CRI90+ 30W 3000K wit 48° | A | 189 | 189
NLO3048W3DA | Commercial Line | LL-TRACKLIGHTS | NLO musea tracklight CRI90+ 30W 3000K wit 48° DALI | A | 231 | 231
NLO3048W4 | Commercial Line | LL-TRACKLIGHTS | NLO musea tracklight CRI90+ 30W 4000K wit 48° | A | 189 | 189
NLO3048W4DA | Commercial Line | LL-TRACKLIGHTS | NLO musea tracklight CRI90+ 30W 4000K wit 48° DALI | A | 231 | 231
PC18035 | Linear Line | LL-LEDPROFILES | 180° koppelstuk set 2st. voor APS3535 en APR5035 | ALP | 4.5 | 4.5
PC90H35 | Linear Line | LL-LEDPROFILES | 90° horizontaal koppelstuk set 2st. voor APS3535 en APR5035 | ALP | 4.5 | 4.5
PC90V35 | Linear Line | LL-LEDPROFILES | 90° verticaal koppelstuk set 2st. voor APS3535 en APR5035 | ALP | 4.5 | 4.5
PCS1801708A | Linear Line | LL-LEDPROFILES | 180° koppelstuk kunststof voor APS1708 alu | ALP | 3 | 3
PCS1801708B | Linear Line | LL-LEDPROFILES | 180° koppelstuk kunststof voor APS1708 zwart | ALP | 3.5 | 3.5
PCS1801708W | Linear Line | LL-LEDPROFILES | 180° koppelstuk kunststof voor APS1708 wit | ALP | 3.5 | 3.5
PCS1801715A | Linear Line | LL-LEDPROFILES | 180° koppelstuk kunststof voor APS1715 alu | ALP | 3 | 3
PCS1801715B | Linear Line | LL-LEDPROFILES | 180° koppelstuk kunststof voor APS1715 zwart | ALP | 3.5 | 3.5
PCS1801715W | Linear Line | LL-LEDPROFILES | 180° koppelstuk kunststof voor APS1715 wit | ALP | 3.5 | 3.5
PCS1803030 | Linear Line | LL-LEDPROFILES | 180° koppelstuk set 2st. voor APS3030 | ALP | 4 | 4
PCS901708A | Linear Line | LL-LEDPROFILES | 90° koppelstuk kunststof voor APS1708 alu | ALP | 3 | 3
PCS901708B | Linear Line | LL-LEDPROFILES | 90° koppelstuk kunststof voor APS1708 zwart | ALP | 3.5 | 3.5
PCS901708W | Linear Line | LL-LEDPROFILES | 90° koppelstuk kunststof voor APS1708 wit | ALP | 3.5 | 3.5
PCS901715A | Linear Line | LL-LEDPROFILES | 90° koppelstuk kunststof voor APS1715 alu | ALP | 3 | 3
PCS901715B | Linear Line | LL-LEDPROFILES | 90° koppelstuk kunststof voor APS1715 zwart | ALP | 3.5 | 3.5
PCS901715W | Linear Line | LL-LEDPROFILES | 90° koppelstuk kunststof voor APS1715 wit | ALP | 3.5 | 3.5
PCS903030 | Linear Line | LL-LEDPROFILES | 90° koppelstuk set 2st. voor APS3030 | ALP | 4 | 4
PCX1803030 | Linear Line | LL-LEDPROFILES | 180° koppelstuk kunststof voor APX3030 opaal | ALP | 4 | 4
PCX903030 | Linear Line | LL-LEDPROFILES | 90° koppelstuk kunststof voor APX3030 opaal | ALP | 4 | 4
PEG15LS | Commercial Line | LL-TRACKLIGHTS | Pegasus lens 15° | A | 16 | 16
PEG24LS | Commercial Line | LL-TRACKLIGHTS | Pegasus lens 24° | A | 16 | 16
PEG60LS | Commercial Line | LL-TRACKLIGHTS | Pegasus lens 60° | A | 16 | 16
PEG936203B | Commercial Line | LL-TRACKLIGHTS | Pegasus tracklight CRI90+ 20W 3000K zwart 36° | A | 123 | 123
PEG936203BDA | Commercial Line | LL-TRACKLIGHTS | Pegasus tracklight CRI90+ 20W 3000K zwart 36° DALI | A | 191 | 191
PEG936203W | Commercial Line | LL-TRACKLIGHTS | Pegasus tracklight CRI90+ 20W 3000K wit 36° | A | 123 | 123
PEG936203WDA | Commercial Line | LL-TRACKLIGHTS | Pegasus tracklight CRI90+ 20W 3000K wit 36° DALI | A | 191 | 191
PEG936204B | Commercial Line | LL-TRACKLIGHTS | Pegasus tracklight CRI90+ 20W 4000K zwart 36° | A | 123 | 123
PEG936204BDA | Commercial Line | LL-TRACKLIGHTS | Pegasus tracklight CRI90+ 20W 4000K zwart 36° DALI | A | 191 | 191
PEG936204W | Commercial Line | LL-TRACKLIGHTS | Pegasus tracklight CRI90+ 20W 4000K wit 36° | A | 123 | 123
PEG936204WDA | Commercial Line | LL-TRACKLIGHTS | Pegasus tracklight CRI90+ 20W 4000K wit 36° DALI | A | 191 | 191
PEG936283B | Commercial Line | LL-TRACKLIGHTS | Pegasus tracklight CRI90+ 28W 3000K zwart 36° | A | 127 | 127
PEG936283BDA | Commercial Line | LL-TRACKLIGHTS | Pegasus tracklight CRI90+ 28W 3000K zwart 36° DALI | A | 195 | 195
PEG936283W | Commercial Line | LL-TRACKLIGHTS | Pegasus tracklight CRI90+ 28W 3000K wit 36° | A | 127 | 127
PEG936283WDA | Commercial Line | LL-TRACKLIGHTS | Pegasus tracklight CRI90+ 28W 3000K wit 36° DALI | A | 195 | 195
PEG936284B | Commercial Line | LL-TRACKLIGHTS | Pegasus tracklight CRI90+ 28W 4000K zwart 36° | A | 127 | 127
PEG936284BDA | Commercial Line | LL-TRACKLIGHTS | Pegasus tracklight CRI90+ 28W 4000K zwart 36° DALI | A | 195 | 195
PEG936284W | Commercial Line | LL-TRACKLIGHTS | Pegasus tracklight CRI90+ 28W 4000K wit 36° | A | 127 | 127
PEG936284WDA | Commercial Line | LL-TRACKLIGHTS | Pegasus tracklight CRI90+ 28W 4000K wit 36° DALI | A | 195 | 195
PET2745B | Hospitality Line | LL-SUSPENDED | PET E27 socket pendel zwart | A | 58 | 58
PET2745W | Hospitality Line | LL-SUSPENDED | PET E27 socket pendel wit | A | 58 | 58
POS10HCF | Commercial Line | LL-TRACKLIGHTS | Poseidon honingraatfilter 62mm zwart | A | 14 | 14
POS10RFL12 | Commercial Line | LL-TRACKLIGHTS | Poseidon reflector 12° 62mm | A | 14 | 14
POS10RFL24 | Commercial Line | LL-TRACKLIGHTS | Poseidon reflector 24° 62mm | A | 14 | 14
POS10RFL60 | Commercial Line | LL-TRACKLIGHTS | Poseidon reflector 60° 62mm | A | 14 | 14
POS20HCF | Commercial Line | LL-TRACKLIGHTS | Poseidon honingraatfilter 72mm zwart | A | 14 | 14
POS20RFL12 | Commercial Line | LL-TRACKLIGHTS | Poseidon reflector 12° 72mm | A | 14 | 14
POS20RFL24 | Commercial Line | LL-TRACKLIGHTS | Poseidon reflector 24° 72mm | A | 14 | 14
POS20RFL60 | Commercial Line | LL-TRACKLIGHTS | Poseidon reflector 60° 72mm | A | 14 | 14
POS32HCF | Commercial Line | LL-TRACKLIGHTS | Poseidon honingraatfilter 85mm zwart | A | 14 | 14
POS32RFL12 | Commercial Line | LL-TRACKLIGHTS | Poseidon reflector 12° 85mm | A | 14 | 14
POS32RFL24 | Commercial Line | LL-TRACKLIGHTS | Poseidon reflector 24° 85mm | A | 14 | 14
POS32RFL60 | Commercial Line | LL-TRACKLIGHTS | Poseidon reflector 60° 85mm | A | 14 | 14
POS42HCF | Commercial Line | LL-TRACKLIGHTS | Poseidon honingraatfilter 100mm zwart | A | 14 | 14
POS42RFL12 | Commercial Line | LL-TRACKLIGHTS | Poseidon reflector 12° 100mm | A | 14 | 14
POS42RFL24 | Commercial Line | LL-TRACKLIGHTS | Poseidon reflector 24° 100mm | A | 14 | 14
POS42RFL60 | Commercial Line | LL-TRACKLIGHTS | Poseidon reflector 60° 100mm | A | 14 | 14
POS936103B | Commercial Line | LL-TRACKLIGHTS | Poseidon tracklight CRI90+ 10W 3000K zwart 36° | A | 89 | 89
POS936103W | Commercial Line | LL-TRACKLIGHTS | Poseidon tracklight CRI90+ 10W 3000K wit 36° | A | 89 | 89
POS936104B | Commercial Line | LL-TRACKLIGHTS | Poseidon tracklight CRI90+ 10W 4000K zwart 36° | A | 89 | 89
POS936104W | Commercial Line | LL-TRACKLIGHTS | Poseidon tracklight CRI90+ 10W 4000K wit 36° | A | 89 | 89
POS936203B | Commercial Line | LL-TRACKLIGHTS | Poseidon tracklight CRI90+ 20W 3000K zwart 36° | A | 114 | 114
POS936203BDA | Commercial Line | LL-TRACKLIGHTS | Poseidon tracklight CRI90+ 20W 3000K zwart 36° DALI | A | 182 | 182
POS936203W | Commercial Line | LL-TRACKLIGHTS | Poseidon tracklight CRI90+ 20W 3000K wit 36° | A | 114 | 114
POS936203WDA | Commercial Line | LL-TRACKLIGHTS | Poseidon tracklight CRI90+ 20W 3000K wit 36° DALI | A | 182 | 182
POS936204B | Commercial Line | LL-TRACKLIGHTS | Poseidon tracklight CRI90+ 20W 4000K zwart 36° | A | 114 | 114
POS936204BDA | Commercial Line | LL-TRACKLIGHTS | Poseidon tracklight CRI90+ 20W 4000K zwart 36° DALI | A | 182 | 182
POS936204W | Commercial Line | LL-TRACKLIGHTS | Poseidon tracklight CRI90+ 20W 4000K wit 36° | A | 114 | 114
POS936204WDA | Commercial Line | LL-TRACKLIGHTS | Poseidon tracklight CRI90+ 20W 4000K wit 36° DALI | A | 182 | 182
POS936323B | Commercial Line | LL-TRACKLIGHTS | Poseidon tracklight CRI90+ 32W 3000K zwart 36° | A | 142 | 142
POS936323BDA | Commercial Line | LL-TRACKLIGHTS | Poseidon tracklight CRI90+ 32W 3000K zwart 36° DALI | A | 210 | 210
POS936323W | Commercial Line | LL-TRACKLIGHTS | Poseidon tracklight CRI90+ 32W 3000K wit 36° | A | 142 | 142
POS936323WDA | Commercial Line | LL-TRACKLIGHTS | Poseidon tracklight CRI90+ 32W 3000K wit 36° DALI | A | 210 | 210
POS936324B | Commercial Line | LL-TRACKLIGHTS | Poseidon tracklight CRI90+ 32W 4000K zwart 36° | A | 142 | 142
POS936324BDA | Commercial Line | LL-TRACKLIGHTS | Poseidon tracklight CRI90+ 32W 4000K zwart 36° DALI | A | 210 | 210
POS936324W | Commercial Line | LL-TRACKLIGHTS | Poseidon tracklight CRI90+ 32W 4000K wit 36° | A | 142 | 142
POS936324WDA | Commercial Line | LL-TRACKLIGHTS | Poseidon tracklight CRI90+ 32W 4000K wit 36° DALI | A | 210 | 210
POS936423B | Commercial Line | LL-TRACKLIGHTS | Poseidon tracklight CRI90+ 42W 3000K zwart 36° | A | 181 | 181
POS936423BDA | Commercial Line | LL-TRACKLIGHTS | Poseidon tracklight CRI90+ 42W 3000K zwart 36° DALI | A | 249 | 249
POS936423W | Commercial Line | LL-TRACKLIGHTS | Poseidon tracklight CRI90+ 42W 3000K wit 36° | A | 181 | 181
POS936423WDA | Commercial Line | LL-TRACKLIGHTS | Poseidon tracklight CRI90+ 42W 3000K wit 36° DALI | A | 249 | 249
POS936424B | Commercial Line | LL-TRACKLIGHTS | Poseidon tracklight CRI90+ 42W 4000K zwart 36° | A | 181 | 181
POS936424BDA | Commercial Line | LL-TRACKLIGHTS | Poseidon tracklight CRI90+ 42W 4000K zwart 36° DALI | A | 249 | 249
POS936424W | Commercial Line | LL-TRACKLIGHTS | Poseidon tracklight CRI90+ 42W 4000K wit 36° | A | 181 | 181
POS936424WDA | Commercial Line | LL-TRACKLIGHTS | Poseidon tracklight CRI90+ 42W 4000K wit 36° DALI | A | 249 | 249
POS936503B | Commercial Line | LL-TRACKLIGHTS | Poseidon tracklight CRI90+ 50W 3000K zwart 36° | A | 189 | 189
POS936503W | Commercial Line | LL-TRACKLIGHTS | Poseidon tracklight CRI90+ 50W 3000K wit 36° | A | 189 | 189
POS936504B | Commercial Line | LL-TRACKLIGHTS | Poseidon tracklight CRI90+ 50W 4000K zwart 36° | A | 189 | 189
POS936504W | Commercial Line | LL-TRACKLIGHTS | Poseidon tracklight CRI90+ 50W 4000K wit 36° | A | 189 | 189
PREV4 | Linear Line | LL-CONTROL | power repeater 4 x PWM in, 4 x PWM uit, 4x 120W | CTR | 52 | 52
PREV4DIN | Linear Line | LL-CONTROL | power repeater DIN-rail 4 x PWM in, 4 x PWM uit, 4x 120W | CTR | 55 | 55
PRO1922733 | Linear Line | LL-LEDSTRIPS | led-strip 5m 24V 2700K 29W/m 192 leds/m IP33 CRI83 | LST | 199 | 199
PRO1923033 | Linear Line | LL-LEDSTRIPS | led-strip 5m 24V 3000K 29W/m 192 leds/m IP33 CRI83 | LST | 199 | 199
PRO1924033 | Linear Line | LL-LEDSTRIPS | led-strip 5m 24V 4000K 29W/m 192 leds/m IP33 CRI83 | LST | 199 | 199
PRO2562733 | Linear Line | LL-LEDSTRIPS | led-strip 5m 24V 2700K 39W/m 256 leds/m IP33 CRI83 | LST | 236 | 236
PRO2563033 | Linear Line | LL-LEDSTRIPS | led-strip 5m 24V 3000K 39W/m 256 leds/m IP33 CRI83 | LST | 236 | 236
PRO2564033 | Linear Line | LL-LEDSTRIPS | led-strip 5m 24V 4000K 39W/m 256 leds/m IP33 CRI83 | LST | 236 | 236
PWM-120-24 | Linear Line | LL-POWER | voeding 24VDC 120W IP67 1-10V | POW | 111.5 | 111.5
PWM-120-24BLE | Linear Line | LL-POWER | voeding 24VDC 120W IP67 Casambi | POW | 223.5 | 223.5
PWM-120-24DA2 | Linear Line | LL-POWER | voeding 24VDC 120W IP67 DALI | POW | 124.5 | 124.5
PWM-120-24KN | Linear Line | LL-POWER | voeding 24VDC 120W IP67 KNX | POW | 151 | 151
PWM-200-24 | Linear Line | LL-POWER | voeding 24VDC 200W IP67 1-10V | POW | 135 | 135
PWM-200-24BLE | Linear Line | LL-POWER | voeding 24VDC 200W IP67 Casambi | POW | 293 | 293
PWM-200-24DA2 | Linear Line | LL-POWER | voeding 24VDC 200W IP67 DALI | POW | 148 | 148
PWM-200-24KN | Linear Line | LL-POWER | voeding 24VDC 200W IP67 KNX | POW | 174.5 | 174.5
PWM-40-24 | Linear Line | LL-POWER | voeding 24VDC 40W IP67 1-10V | POW | 64 | 64
PWM-60-24 | Linear Line | LL-POWER | voeding 24VDC 60W IP67 1-10V | POW | 69 | 69
PWM-60-24BLE | Linear Line | LL-POWER | voeding 24VDC 60W IP67 Casambi | POW | 207 | 207
PWM-60-24DA2 | Linear Line | LL-POWER | voeding 24VDC 60W IP67 DALI | POW | 82.5 | 82.5
PWM-60-24KN | Linear Line | LL-POWER | voeding 24VDC 60W IP67 KNX | POW | 117.5 | 117.5
PWM-90-24 | Linear Line | LL-POWER | voeding 24VDC 90W IP67 1-10V | POW | 97 | 97
PWM-90-24DA2 | Linear Line | LL-POWER | voeding 24VDC 90W IP67 DALI | POW | 110 | 110
RC010L4 | Linear Line | LL-CONTROL | 1-10V naar PWM converter 4 x 1-10V ingang 4 x 120W PWM uitgang | CTR | 90 | 90
RC010L4DIN | Linear Line | LL-CONTROL | 1-10V naar PWM converter DIN-rail 4 x 1-10V ingang 4 x 120W PWM uitgang | CTR | 90 | 90
RCDA4 | Linear Line | LL-CONTROL | DALI naar PWM converter 4 x DALI ingang 4x120W PWM uitgang | CTR | 122 | 122
RCDA4DIN | Linear Line | LL-CONTROL | DALI naar PWM converter DIN-rail 4 x DALI ingang 4x120W PWM uitgang | CTR | 122 | 122
RFCSR6V1 | Linear Line | LL-CONTROL | RF classy set ontvanger / handzender mono-color 1 zone 1 x 8A | CTR | 59 | 59
RFCSR8V3 | Linear Line | LL-CONTROL | RF classy set ontvanger / handzender RGB 1 zone 3 x 4A | CTR | 67 | 67
RFRC010 | Linear Line | LL-CONTROL | 1-10V/RF naar PWM ontvanger met push-dim-functie, 1 x 1-10V uit 20mA, 1 x 345W relaisuitgang | CTR | 50 | 50
RFRC5AV4 | Linear Line | LL-CONTROL | RF ontvanger 4x120W met push-dim-functie voor mono color, RGB(+W) en CCT | CTR | 52 | 52
RFRC5AV4DIN | Linear Line | LL-CONTROL | RF ontvanger 4x120W DIN-railmontage met alfanumeriek scherm voor mono color, RGB(+W) en CCT | CTR | 63 | 63
RFRC5AV4S | Linear Line | LL-CONTROL | RF ontvanger 4x120W met alfanumeriek scherm voor mono color, RGB(+W) en CCT | CTR | 50 | 50
RFRC5AV5 | Linear Line | LL-CONTROL | RF ontvanger 4A x 5 uitgangen in: 24Vdc - out: 5x96W | CTR | 57 | 57
RFRCSW | Linear Line | LL-CONTROL | RF ontvanger inbouw aan/uit 1x3A 150-240V | CTR | 50 | 50
RFRCTRD | Linear Line | LL-CONTROL | RF ontvanger inbouw Triac dimmer 230V | CTR | 48.9 | 48.9
RFRCWIFI | Linear Line | LL-CONTROL | WIFI omvormer naar RF | CTR | 90 | 90
RFRM1C6 | Linear Line | LL-CONTROL | RF handzender mono-color 4 zones | CTR | 56 | 56
RFRM2C7 | Linear Line | LL-CONTROL | RF handzender CCT 4 zones | CTR | 47 | 47
RFRM3C8 | Linear Line | LL-CONTROL | RF handzender RGB+W 4 zones | CTR | 49 | 49
RFRM4C9 | Linear Line | LL-CONTROL | RF handzender RGB+W / CCT 4 zones | CTR | 49 | 49
RFRM5C6 | Linear Line | LL-CONTROL | RF handzender mono-color 8 zones | CTR | 50 | 50
RFRM6C8 | Linear Line | LL-CONTROL | RF handzender RGB+W 8 zones | CTR | 59 | 59
RGB12033 | Linear Line | LL-LEDSTRIPS | led-strip 5m 24V RGB 11W/m 120led/m IP33 | LST | 147 | 147
RGB12067 | Linear Line | LL-LEDSTRIPS | led-strip 5m 24V RGB 11W/m 120led/m IP67 | LST | 181 | 181
RGB24033 | Linear Line | LL-LEDSTRIPS | led-strip 5m 24V RGB 18W/m 240led/m IP33 | LST | 271 | 271
RGB24067 | Linear Line | LL-LEDSTRIPS | led-strip 5m 24V RGB 18W/m 240led/m IP67 | LST | 301 | 301
RGB6033 | Linear Line | LL-LEDSTRIPS | led-strip 5m 24V RGB 14,4W/m 60led/m IP33 | LST | 109 | 109
RGB6067 | Linear Line | LL-LEDSTRIPS | led-strip 5m 24V RGB 14,4W/m 60led/m IP67 | LST | 145 | 145
RGBW2733 | Linear Line | LL-LEDSTRIPS | led-strip 5m 24V RGB+W/m 2700K 19,2W/m 60led/m IP33 CRI83 | LST | 129 | 129
RGBW2767 | Linear Line | LL-LEDSTRIPS | led-strip 5m 24V RGB+W/m 2700K 19,2W/m 60led/m IP67 CRI83 | LST | 179 | 179
RGBW3033 | Linear Line | LL-LEDSTRIPS | led-strip 5m 24V RGB+W/m 3000K 19,2W/m 60led/m IP33 CRI83 | LST | 129 | 129
RGBW3067 | Linear Line | LL-LEDSTRIPS | led-strip 5m 24V RGB+W/m 3000K 19,2W/m 60led/m IP67 CRI83 | LST | 179 | 179
RGBW4033 | Linear Line | LL-LEDSTRIPS | led-strip 5m 24V RGB+W/m 4000K 19,2W/m 60led/m IP33 CRI83 | LST | 129 | 129
RGBW4067 | Linear Line | LL-LEDSTRIPS | led-strip 5m 24V RGB+W/m 4000K 19,2W/m 60led/m IP67 CRI83 | LST | 179 | 179
RGBW6033 | Linear Line | LL-LEDSTRIPS | led-strip 5m 24V RGB+W/m 6000K 19,2W/m 60led/m IP33 CRI83 | LST | 129 | 129
RGBW6067 | Linear Line | LL-LEDSTRIPS | led-strip 5m 24V RGB+W/m 6000K 19,2W/m 60led/m IP67 CRI83 | LST | 179 | 179
RNDY1208W3 | Utility Line | LL-PANELS | rond IP40 opbouwarmatuur 3000K 120mm 8W wit | A | 36 | 36
RNDY1715W3 | Utility Line | LL-PANELS | rond IP40 opbouwarmatuur 3000K 170mm 15W wit | A | 46 | 46
RNDY2322W3 | Utility Line | LL-PANELS | rond IP40 opbouwarmatuur 3000K 225mm 22W wit | A | 63 | 63
RNDY3030W3 | Utility Line | LL-PANELS | rond IP40 opbouwarmatuur 3000K 300mm 30W wit | A | 84 | 84
ROT0100GUB | Hospitality Line | LL-DECO | Rotario enkelvoudig opbouwarmatuur richtbaar GU10 zwart | A | 33 | 33
ROT0100GUW | Hospitality Line | LL-DECO | Rotario enkelvoudig opbouwarmatuur richtbaar GU10 wit | A | 33 | 33
ROT2350GUB | Hospitality Line | LL-DECO | Rotario tweevoudig opbouwarmatuur richtbaar GU10 zwart | A | 57 | 57
ROT2350GUW | Hospitality Line | LL-DECO | Rotario tweevoudig opbouwarmatuur richtbaar GU10 wit | A | 57 | 57
ROT3600GUB | Hospitality Line | LL-DECO | Rotario drievoudig opbouwarmatuur richtbaar GU10 zwart | A | 73 | 73
ROT3600GUW | Hospitality Line | LL-DECO | Rotario drievoudig opbouwarmatuur richtbaar GU10 wit | A | 73 | 73
ROT4220GUB | Hospitality Line | LL-DECO | Rotario viervoudig opbouwarmatuur richtbaar GU10 zwart | A | 86 | 86
ROT4220GUW | Hospitality Line | LL-DECO | Rotario viervoudig opbouwarmatuur richtbaar GU10 wit | A | 86 | 86
SAPP06123A | Linear Line | LL-LINEARFIX | SAPP inbouw lichtlijnarmatuur 619mm 12W 3000K alu | A | 218 | 218
SAPP06123ADA | Linear Line | LL-LINEARFIX | SAPP inbouw lichtlijnarmatuur 619mm 12W 3000K alu DALI | A | 286 | 286
SAPP06124A | Linear Line | LL-LINEARFIX | SAPP inbouw lichtlijnarmatuur 619mm 12W 4000K alu | A | 218 | 218
SAPP06124ADA | Linear Line | LL-LINEARFIX | SAPP inbouw lichtlijnarmatuur 619mm 12W 4000K alu DALI | A | 286 | 286
SAPP12243A | Linear Line | LL-LINEARFIX | SAPP inbouw lichtlijnarmatuur 1224mm 24W 3000K alu | A | 289 | 289
SAPP12243ADA | Linear Line | LL-LINEARFIX | SAPP inbouw lichtlijnarmatuur 1224mm 24W 3000K alu DALI | A | 357 | 357
SAPP12244A | Linear Line | LL-LINEARFIX | SAPP inbouw lichtlijnarmatuur 1224mm 24W 4000K alu | A | 289 | 289
SAPP12244ADA | Linear Line | LL-LINEARFIX | SAPP inbouw lichtlijnarmatuur 1224mm 24W 4000K alu DALI | A | 357 | 357
SAPP18363A | Linear Line | LL-LINEARFIX | SAPP inbouw lichtlijnarmatuur 1838mm 36W 3000K alu | A | 390 | 390
SAPP18363ADA | Linear Line | LL-LINEARFIX | SAPP inbouw lichtlijnarmatuur 1838mm 36W 3000K alu DALI | A | 458 | 458
SAPP18364A | Linear Line | LL-LINEARFIX | SAPP inbouw lichtlijnarmatuur 1838mm 36W 4000K alu | A | 390 | 390
SAPP18364ADA | Linear Line | LL-LINEARFIX | SAPP inbouw lichtlijnarmatuur 1838mm 36W 4000K alu DALI | A | 458 | 458
SAPP25483A | Linear Line | LL-LINEARFIX | SAPP inbouw lichtlijnarmatuur 2443mm 48W 3000K alu | A | 473 | 473
SAPP25483ADA | Linear Line | LL-LINEARFIX | SAPP inbouw lichtlijnarmatuur 2443mm 48W 3000K alu DALI | A | 541 | 541
SAPP25484A | Linear Line | LL-LINEARFIX | SAPP inbouw lichtlijnarmatuur 2443mm 48W 4000K alu | A | 473 | 473
SAPP25484ADA | Linear Line | LL-LINEARFIX | SAPP inbouw lichtlijnarmatuur 2443mm 48W 4000K alu DALI | A | 541 | 541
SIE055L | Industrial Line | LL-HIGHBAYS | PC lens 55° voor Smart-IE 100-200W | A | 17 | 17
SIE110L | Industrial Line | LL-HIGHBAYS | PC lens 110° voor Smart-IE 100-200W | A | 17 | 17
SIE12CAS | Industrial Line | LL-HIGHBAYS | Smart-IE Smart Line module | A | 169 | 169
SIE12MWS | Industrial Line | LL-HIGHBAYS | Smart-IE microwave sensor module | A | 46 | 46
SIE851004B | Industrial Line | LL-HIGHBAYS | Smart-IE 100W 4000K 85° zwart 1-10V | A+ | 217 | 217
SIE851004BDA | Industrial Line | LL-HIGHBAYS | Smart-IE 100W 4000K 85° zwart DALI | A | 321 | 321
SIE851504B | Industrial Line | LL-HIGHBAYS | Smart-IE 150W 4000K 85° zwart 1-10V | A+ | 239 | 239
SIE851504BDA | Industrial Line | LL-HIGHBAYS | Smart-IE 150W 4000K 85° zwart DALI | A | 365 | 365
SIE852004B | Industrial Line | LL-HIGHBAYS | Smart-IE 200W 4000K 85° zwart 1-10V | A+ | 282 | 282
SIE852004BDA | Industrial Line | LL-HIGHBAYS | Smart-IE 200W 4000K 85° zwart DALI | A | 432 | 432
SIE852404B | Industrial Line | LL-HIGHBAYS | Smart-IE 240W 4000K 85° zwart 1-10V | A+ | 344 | 344
SIE852404BDA | Industrial Line | LL-HIGHBAYS | Smart-IE 240W 4000K 85° zwart DALI | A | 495 | 495
SIEBRACKB15 | Industrial Line | LL-HIGHBAYS | plafond- of wandbeugel voor Smart-IE 100-150W zwart | A | 31 | 31
SIEBRACKB24 | Industrial Line | LL-HIGHBAYS | plafond- of wandbeugel voor Smart-IE 200-240W zwart | A | 31 | 31
SIERFL70PC | Industrial Line | LL-HIGHBAYS | microprismatische reflector 70° voor Smart-IE 100-200W | A | 57 | 57
SIERFL90A | Industrial Line | LL-HIGHBAYS | reflector 90° alu voor Smart-IE 100-200W | A | 45 | 45
SIERFL90B | Industrial Line | LL-HIGHBAYS | reflector 90° zwart voor Smart-IE 100-200W | A | 52 | 52
SKR1004G | Industrial Line | LL-HIGHBAYS | Skirt 100W 4000K IP69K 120° grijs | A | 517 | 517
SKR1004GDA | Industrial Line | LL-HIGHBAYS | Skirt 100W 4000K IP69K 120° grijs DALI | A | 549 | 549
SKR1504G | Industrial Line | LL-HIGHBAYS | Skirt 150W 4000K IP69K 120° grijs | A | 559 | 559
SKR1504GDA | Industrial Line | LL-HIGHBAYS | Skirt 150W 4000K IP69K 120° grijs DALI | A | 622 | 622
SKR2004G | Industrial Line | LL-HIGHBAYS | Skirt 200W 4000K IP69K 120° grijs | A | 618 | 618
SKR2004GDA | Industrial Line | LL-HIGHBAYS | Skirt 200W 4000K IP69K 120° grijs DALI | A | 649 | 649
SKRBRACK | Industrial Line | LL-HIGHBAYS | plafondbeugel voor Skirt 100-200W zwart | A | 31 | 31
SLT100-24VFG | Linear Line | LL-POWER | super thin led-voeding 24VDC 100W IP20 | POW | 78 | 78
SLT10024VLE | Linear Line | LL-POWER | voeding 100W 24VDC IP20 met kabelingang | POW | 78 | 78
SLT15024VLE | Linear Line | LL-POWER | voeding 150W 24VDC IP20 met kabelingang | POW | 81 | 81
SLT20-24VFG | Linear Line | LL-POWER | super thin led-voeding 24VDC 20W IP20 | POW | 23.5 | 23.5
SLT30-24VFC-UN | Linear Line | LL-POWER | super thin led-voeding 24VDC 30W IP67 | POW | 64.5 | 64.5
SLT30-24VFG | Linear Line | LL-POWER | super thin led-voeding 24VDC 30W IP20 | POW | 36.5 | 36.5
SLT5024VLE | Linear Line | LL-POWER | voeding 50W 24VDC IP20 met kabelingang | POW | 48.5 | 48.5
SLT60-24VFG | Linear Line | LL-POWER | super thin led-voeding 24VDC 60W IP20 | POW | 67.5 | 67.5
SLT75-24VFC-UN | Linear Line | LL-POWER | super thin led-voeding 24VDC 75W IP67 | POW | 89 | 89
SLT75-24VFG | Linear Line | LL-POWER | super thin led-voeding 24VDC 75W IP20 | POW | 67.5 | 67.5
SLT7524VLE | Linear Line | LL-POWER | voeding 75W 24VDC IP20 met kabelingang | POW | 63.5 | 63.5
SLT96-24VLC-UN | Linear Line | LL-POWER | super thin led-voeding 24VDC 96W IP67 | POW | 101 | 101
SOL06223B | Linear Line | LL-LINEARFIX | Solid lichtlijnarmatuur 620mm 22W 3000K zwart | A | 236 | 236
SOL06223BDA | Linear Line | LL-LINEARFIX | Solid lichtlijnarmatuur 620mm 22W 3000K zwart DALI | A | 304 | 304
SOL06223W | Linear Line | LL-LINEARFIX | Solid lichtlijnarmatuur 620mm 22W 3000K wit | A | 236 | 236
SOL06223WDA | Linear Line | LL-LINEARFIX | Solid lichtlijnarmatuur 620mm 22W 3000K wit DALI | A | 304 | 304
SOL06224B | Linear Line | LL-LINEARFIX | Solid lichtlijnarmatuur 620mm 22W 4000K zwart | A | 236 | 236
SOL06224BDA | Linear Line | LL-LINEARFIX | Solid lichtlijnarmatuur 620mm 22W 4000K zwart DALI | A | 304 | 304
SOL06224W | Linear Line | LL-LINEARFIX | Solid lichtlijnarmatuur 620mm 22W 4000K wit | A | 236 | 236
SOL06224WDA | Linear Line | LL-LINEARFIX | Solid lichtlijnarmatuur 620mm 22W 4000K wit DALI | A | 304 | 304
SOL12443B | Linear Line | LL-LINEARFIX | Solid lichtlijnarmatuur 1230mm 44W 3000K zwart | A | 358 | 358
SOL12443BDA | Linear Line | LL-LINEARFIX | Solid lichtlijnarmatuur 1230mm 44W 3000K zwart DALI | A | 426 | 426
SOL12443W | Linear Line | LL-LINEARFIX | Solid lichtlijnarmatuur 1230mm 44W 3000K wit | A | 358 | 358
SOL12443WDA | Linear Line | LL-LINEARFIX | Solid lichtlijnarmatuur 1230mm 44W 3000K wit DALI | A | 426 | 426
SOL12444B | Linear Line | LL-LINEARFIX | Solid lichtlijnarmatuur 1230mm 44W 4000K zwart | A | 358 | 358
SOL12444BDA | Linear Line | LL-LINEARFIX | Solid lichtlijnarmatuur 1230mm 44W 4000K zwart DALI | A | 426 | 426
SOL12444W | Linear Line | LL-LINEARFIX | Solid lichtlijnarmatuur 1230mm 44W 4000K wit | A | 358 | 358
SOL12444WDA | Linear Line | LL-LINEARFIX | Solid lichtlijnarmatuur 1230mm 44W 4000K wit DALI | A | 426 | 426
SOL18673B | Linear Line | LL-LINEARFIX | Solid lichtlijnarmatuur 1839mm 67W 3000K zwart | A | 533 | 533
SOL18673BDA | Linear Line | LL-LINEARFIX | Solid lichtlijnarmatuur 1839mm 67W 3000K zwart DALI | A | 601 | 601
SOL18673W | Linear Line | LL-LINEARFIX | Solid lichtlijnarmatuur 1839mm 67W 3000K wit | A | 533 | 533
SOL18673WDA | Linear Line | LL-LINEARFIX | Solid lichtlijnarmatuur 1839mm 67W 3000K wit DALI | A | 601 | 601
SOL18674B | Linear Line | LL-LINEARFIX | Solid lichtlijnarmatuur 1839mm 67W 4000K zwart | A | 533 | 533
SOL18674BDA | Linear Line | LL-LINEARFIX | Solid lichtlijnarmatuur 1839mm 67W 4000K zwart DALI | A | 601 | 601
SOL18674W | Linear Line | LL-LINEARFIX | Solid lichtlijnarmatuur 1839mm 67W 4000K wit | A | 533 | 533
SOL18674WDA | Linear Line | LL-LINEARFIX | Solid lichtlijnarmatuur 1839mm 67W 4000K wit DALI | A | 601 | 601
SOL25893B | Linear Line | LL-LINEARFIX | Solid lichtlijnarmatuur 2450mm 89W 3000K zwart | A | 624 | 624
SOL25893BDA | Linear Line | LL-LINEARFIX | Solid lichtlijnarmatuur 2450mm 89W 3000K zwart DALI | A | 692 | 692
SOL25893W | Linear Line | LL-LINEARFIX | Solid lichtlijnarmatuur 2450mm 89W 3000K wit | A | 624 | 624
SOL25893WDA | Linear Line | LL-LINEARFIX | Solid lichtlijnarmatuur 2450mm 89W 3000K wit DALI | A | 692 | 692
SOL25894B | Linear Line | LL-LINEARFIX | Solid lichtlijnarmatuur 2450mm 89W 4000K zwart | A | 624 | 624
SOL25894BDA | Linear Line | LL-LINEARFIX | Solid lichtlijnarmatuur 2450mm 89W 4000K zwart DALI | A | 692 | 692
SOL25894W | Linear Line | LL-LINEARFIX | Solid lichtlijnarmatuur 2450mm 89W 4000K wit | A | 624 | 624
SOL25894WDA | Linear Line | LL-LINEARFIX | Solid lichtlijnarmatuur 2450mm 89W 4000K wit DALI | A | 692 | 692
SPE06153B | Linear Line | LL-LINEARFIX | Specific lichtlijnarmatuur 620mm 15W 3000K zwart | A | 201 | 201
SPE06153BDA | Linear Line | LL-LINEARFIX | Specific lichtlijnarmatuur 620mm 15W 3000K zwart DALI | A | 269 | 269
SPE06153W | Linear Line | LL-LINEARFIX | Specific lichtlijnarmatuur 620mm 15W 3000K wit | A | 201 | 201
SPE06153WDA | Linear Line | LL-LINEARFIX | Specific lichtlijnarmatuur 620mm 15W 3000K wit DALI | A | 269 | 269
SPE06154B | Linear Line | LL-LINEARFIX | Specific lichtlijnarmatuur 620mm 15W 4000K zwart | A | 201 | 201
SPE06154BDA | Linear Line | LL-LINEARFIX | Specific lichtlijnarmatuur 620mm 15W 4000K zwart DALI | A | 269 | 269
SPE06154W | Linear Line | LL-LINEARFIX | Specific lichtlijnarmatuur 620mm 15W 4000K wit | A | 201 | 201
SPE06154WDA | Linear Line | LL-LINEARFIX | Specific lichtlijnarmatuur 620mm 15W 4000K wit Dali | A | 269 | 269
SPE06154WDA | Linear Line | LL-LINEARFIX | Specific lichtlijnarmatuur 620mm 15W 4000K wit DALI | A | 269 | 269
SPE12313B | Linear Line | LL-LINEARFIX | Specific lichtlijnarmatuur 1230mm 31W 3000K zwart | A | 313 | 313
SPE12313BDA | Linear Line | LL-LINEARFIX | Specific lichtlijnarmatuur 1230mm 31W 3000K zwart DALI | A | 381 | 381
SPE12313W | Linear Line | LL-LINEARFIX | Specific lichtlijnarmatuur 1230mm 31W 3000K wit | A | 313 | 313
SPE12313WDA | Linear Line | LL-LINEARFIX | Specific lichtlijnarmatuur 1230mm 31W 3000K wit DALI | A | 381 | 381
SPE12314B | Linear Line | LL-LINEARFIX | Specific lichtlijnarmatuur 1230mm 31W 4000K zwart | A | 313 | 313
SPE12314BDA | Linear Line | LL-LINEARFIX | Specific lichtlijnarmatuur 1230mm 31W 4000K zwart DALI | A | 381 | 381
SPE12314W | Linear Line | LL-LINEARFIX | Specific lichtlijnarmatuur 1230mm 31W 4000K wit | A | 313 | 313
SPE12314WDA | Linear Line | LL-LINEARFIX | Specific lichtlijnarmatuur 1230mm 31W 4000K wit DALI | A | 381 | 381
SPE18463B | Linear Line | LL-LINEARFIX | Specific lichtlijnarmatuur 1839mm 46W 3000K zwart | A | 469 | 469
SPE18463BDA | Linear Line | LL-LINEARFIX | Specific lichtlijnarmatuur 1839mm 46W 3000K zwart DALI | A | 537 | 537
SPE18463W | Linear Line | LL-LINEARFIX | Specific lichtlijnarmatuur 1839mm 46W 3000K wit | A | 469 | 469
SPE18463WDA | Linear Line | LL-LINEARFIX | Specific lichtlijnarmatuur 1839mm 46W 3000K wit DALI | A | 537 | 537
SPE18464B | Linear Line | LL-LINEARFIX | Specific lichtlijnarmatuur 1839mm 46W 4000K zwart | A | 469 | 469
SPE18464BDA | Linear Line | LL-LINEARFIX | Specific lichtlijnarmatuur 1839mm 46W 4000K zwart DALI | A | 537 | 537
SPE18464W | Linear Line | LL-LINEARFIX | Specific lichtlijnarmatuur 1839mm 46W 4000K wit | A | 469 | 469
SPE18464WDA | Linear Line | LL-LINEARFIX | Specific lichtlijnarmatuur 1839mm 46W 4000K wit DALI | A | 537 | 537
SPE25613B | Linear Line | LL-LINEARFIX | Specific lichtlijnarmatuur 2450mm 61W 3000K zwart | A | 548 | 548
SPE25613BDA | Linear Line | LL-LINEARFIX | Specific lichtlijnarmatuur 2450mm 61W 3000K zwart DALI | A | 616 | 616
SPE25613W | Linear Line | LL-LINEARFIX | Specific lichtlijnarmatuur 2450mm 61W 3000K wit | A | 548 | 548
SPE25613WDA | Linear Line | LL-LINEARFIX | Specific lichtlijnarmatuur 2450mm 61W 3000K wit DALI | A | 616 | 616
SPE25614B | Linear Line | LL-LINEARFIX | Specific lichtlijnarmatuur 2450mm 61W 4000K zwart | A | 548 | 548
SPE25614BDA | Linear Line | LL-LINEARFIX | Specific lichtlijnarmatuur 2450mm 61W 4000K zwart DALI | A | 616 | 616
SPE25614W | Linear Line | LL-LINEARFIX | Specific lichtlijnarmatuur 2450mm 61W 4000K wit | A | 548 | 548
SPE25614WDA | Linear Line | LL-LINEARFIX | Specific lichtlijnarmatuur 2450mm 61W 4000K wit DALI | A | 616 | 616
SPH15PENDB | Hospitality Line | LL-SUSPENDED | Sphere pendelset 3 x 1,5m + voedingskabel | A | 49 | 49
SPH30B3 | Hospitality Line | LL-SUSPENDED | Sphere (pendel)armatuur 3000K 25W zwart | A | 129 | 129
SPH30B4 | Hospitality Line | LL-SUSPENDED | Sphere (pendel)armatuur 4000K 25W zwart | A | 129 | 129
SPH30BP | Hospitality Line | LL-SUSPENDED | Sphere rugplaat 300mm zwart | A | 36 | 36
SPH40B3 | Hospitality Line | LL-SUSPENDED | Sphere (pendel)armatuur 3000K 35W zwart | A | 179 | 179
SPH40B4 | Hospitality Line | LL-SUSPENDED | Sphere (pendel)armatuur 4000K 35W zwart | A | 179 | 179
SPH40BP | Hospitality Line | LL-SUSPENDED | Sphere rugplaat 400mm zwart | A | 49 | 49
SPR06113B | Linear Line | LL-LINEARFIX | Specific inbouw lichtlijnarmatuur 633mm 11W 3000K zwart | A | 202 | 202
SPR06113BDA | Linear Line | LL-LINEARFIX | Specific inbouw lichtlijnarmatuur 633mm 11W 3000K zwart DALI | A | 270 | 270
SPR06113W | Linear Line | LL-LINEARFIX | Specific inbouw lichtlijnarmatuur 633mm 11W 3000K wit | A | 202 | 202
SPR06113WDA | Linear Line | LL-LINEARFIX | Specific inbouw lichtlijnarmatuur 633mm 11W 3000K wit DALI | A | 270 | 270
SPR06114B | Linear Line | LL-LINEARFIX | Specific inbouw lichtlijnarmatuur 633mm 11W 4000K zwart | A | 202 | 202
SPR06114BDA | Linear Line | LL-LINEARFIX | Specific inbouw lichtlijnarmatuur 633mm 11W 4000K zwart DALI | A | 270 | 270
SPR06114W | Linear Line | LL-LINEARFIX | Specific inbouw lichtlijnarmatuur 633mm 11W 4000K wit | A | 202 | 202
SPR06114WDA | Linear Line | LL-LINEARFIX | Specific inbouw lichtlijnarmatuur 633mm 11W 4000K wit DALI | A | 270 | 270
SPR12233B | Linear Line | LL-LINEARFIX | Specific inbouw lichtlijnarmatuur 1241mm 23W 3000K zwart | A | 279 | 279
SPR12233BDA | Linear Line | LL-LINEARFIX | Specific inbouw lichtlijnarmatuur 1241mm 23W 3000K zwart DALI | A | 347 | 347
SPR12233W | Linear Line | LL-LINEARFIX | Specific inbouw lichtlijnarmatuur 1241mm 23W 3000K wit | A | 279 | 279
SPR12233WDA | Linear Line | LL-LINEARFIX | Specific inbouw lichtlijnarmatuur 1241mm 23W 3000K wit DALI | A | 347 | 347
SPR12234B | Linear Line | LL-LINEARFIX | Specific inbouw lichtlijnarmatuur 1241mm 23W 4000K zwart | A | 279 | 279
SPR12234BDA | Linear Line | LL-LINEARFIX | Specific inbouw lichtlijnarmatuur 1241mm 23W 4000K zwart DALI | A | 347 | 347
SPR12234W | Linear Line | LL-LINEARFIX | Specific inbouw lichtlijnarmatuur 1241mm 23W 4000K wit | A | 279 | 279
SPR12234WDA | Linear Line | LL-LINEARFIX | Specific inbouw lichtlijnarmatuur 1241mm 23W 4000K wit DALI | A | 347 | 347
SPR18353B | Linear Line | LL-LINEARFIX | Specific inbouw lichtlijnarmatuur 1850mm 35W 3000K zwart | A | 399 | 399
SPR18353BDA | Linear Line | LL-LINEARFIX | Specific inbouw lichtlijnarmatuur 1850mm 35W 3000K zwart DALI | A | 467 | 467
SPR18353W | Linear Line | LL-LINEARFIX | Specific inbouw lichtlijnarmatuur 1850mm 35W 3000K wit | A | 399 | 399
SPR18353WDA | Linear Line | LL-LINEARFIX | Specific inbouw lichtlijnarmatuur 1850mm 35W 3000K wit DALI | A | 467 | 467
SPR18354B | Linear Line | LL-LINEARFIX | Specific inbouw lichtlijnarmatuur 1850mm 35W 4000K zwart | A | 399 | 399
SPR18354BDA | Linear Line | LL-LINEARFIX | Specific inbouw lichtlijnarmatuur 1850mm 35W 4000K zwart DALI | A | 467 | 467
SPR18354W | Linear Line | LL-LINEARFIX | Specific inbouw lichtlijnarmatuur 1850mm 35W 4000K wit | A | 399 | 399
SPR18354WDA | Linear Line | LL-LINEARFIX | Specific inbouw lichtlijnarmatuur 1850mm 35W 4000K wit DALI | A | 467 | 467
SPR25473B | Linear Line | LL-LINEARFIX | Specific inbouw lichtlijnarmatuur 2460mm 47W 3000K zwart | A | 479 | 479
SPR25473BDA | Linear Line | LL-LINEARFIX | Specific inbouw lichtlijnarmatuur 2460mm 47W 3000K zwart DALI | A | 547 | 547
SPR25473W | Linear Line | LL-LINEARFIX | Specific inbouw lichtlijnarmatuur 2460mm 47W 3000K wit | A | 479 | 479
SPR25473WDA | Linear Line | LL-LINEARFIX | Specific inbouw lichtlijnarmatuur 2460mm 47W 3000K wit DALI | A | 547 | 547
SPR25474B | Linear Line | LL-LINEARFIX | Specific inbouw lichtlijnarmatuur 2460mm 47W 4000K zwart | A | 479 | 479
SPR25474BDA | Linear Line | LL-LINEARFIX | Specific inbouw lichtlijnarmatuur 2460mm 47W 4000K zwart DALI | A | 547 | 547
SPR25474W | Linear Line | LL-LINEARFIX | Specific inbouw lichtlijnarmatuur 2460mm 47W 4000K wit | A | 479 | 479
SPR25474WDA | Linear Line | LL-LINEARFIX | Specific inbouw lichtlijnarmatuur 2460mm 47W 4000K wit DALI | A | 547 | 547
SPRKITR | Linear Line | LL-LINEARFIX | Specific inbouw N-beugel voor inbouwmontage 2st. | A | 9 | 9
SQR06173B | Linear Line | LL-LINEARFIX | Square inbouw lichtlijnarmatuur 633mm 17W 3000K zwart | A | 231 | 231
SQR06173BDA | Linear Line | LL-LINEARFIX | Square inbouw lichtlijnarmatuur 633mm 17W 3000K zwart DALI | A | 299 | 299
SQR06173W | Linear Line | LL-LINEARFIX | Square inbouw lichtlijnarmatuur 633mm 17W 3000K wit | A | 231 | 231
SQR06173WDA | Linear Line | LL-LINEARFIX | Square inbouw lichtlijnarmatuur 633mm 17W 3000K wit DALI | A | 299 | 299
SQR06174B | Linear Line | LL-LINEARFIX | Square inbouw lichtlijnarmatuur 633mm 17W 4000K zwart | A | 231 | 231
SQR06174BDA | Linear Line | LL-LINEARFIX | Square inbouw lichtlijnarmatuur 633mm 17W 4000K zwart DALI | A | 299 | 299
SQR06174W | Linear Line | LL-LINEARFIX | Square inbouw lichtlijnarmatuur 633mm 17W 4000K wit | A | 231 | 231
SQR06174WDA | Linear Line | LL-LINEARFIX | Square inbouw lichtlijnarmatuur 633mm 17W 4000K wit DALI | A | 299 | 299
SQR12343B | Linear Line | LL-LINEARFIX | Square inbouw lichtlijnarmatuur 1241mm 34W 3000K zwart | A | 299 | 299
SQR12343BDA | Linear Line | LL-LINEARFIX | Square inbouw lichtlijnarmatuur 1241mm 34W 3000K zwart DALI | A | 367 | 367
SQR12343W | Linear Line | LL-LINEARFIX | Square inbouw lichtlijnarmatuur 1241mm 34W 3000K wit | A | 299 | 299
SQR12343WDA | Linear Line | LL-LINEARFIX | Square inbouw lichtlijnarmatuur 1241mm 34W 3000K wit DALI | A | 367 | 367
SQR12344B | Linear Line | LL-LINEARFIX | Square inbouw lichtlijnarmatuur 1241mm 34W 4000K zwart | A | 299 | 299
SQR12344BDA | Linear Line | LL-LINEARFIX | Square inbouw lichtlijnarmatuur 1241mm 34W 4000K zwart DALI | A | 367 | 367
SQR12344W | Linear Line | LL-LINEARFIX | Square inbouw lichtlijnarmatuur 1241mm 34W 4000K wit | A | 299 | 299
SQR12344WDA | Linear Line | LL-LINEARFIX | Square inbouw lichtlijnarmatuur 1241mm 34W 4000K wit DALI | A | 367 | 367
SQR18513B | Linear Line | LL-LINEARFIX | Square inbouw lichtlijnarmatuur 1850mm 51W 3000K zwart | A | 459 | 459
SQR18513BDA | Linear Line | LL-LINEARFIX | Square inbouw lichtlijnarmatuur 1850mm 51W 3000K zwart DALI | A | 527 | 527
SQR18513W | Linear Line | LL-LINEARFIX | Square inbouw lichtlijnarmatuur 1850mm 51W 3000K wit | A | 459 | 459
SQR18513WDA | Linear Line | LL-LINEARFIX | Square inbouw lichtlijnarmatuur 1850mm 51W 3000K wit DALI | A | 527 | 527
SQR18514B | Linear Line | LL-LINEARFIX | Square inbouw lichtlijnarmatuur 1850mm 51W 4000K zwart | A | 459 | 459
SQR18514BDA | Linear Line | LL-LINEARFIX | Square inbouw lichtlijnarmatuur 1850mm 51W 4000K zwart DALI | A | 527 | 527
SQR18514W | Linear Line | LL-LINEARFIX | Square inbouw lichtlijnarmatuur 1850mm 51W 4000K wit | A | 459 | 459
SQR18514WDA | Linear Line | LL-LINEARFIX | Square inbouw lichtlijnarmatuur 1850mm 51W 4000K wit DALI | A | 527 | 527
SQR25683B | Linear Line | LL-LINEARFIX | Square inbouw lichtlijnarmatuur 2460mm 68W 3000K zwart | A | 529 | 529
SQR25683BDA | Linear Line | LL-LINEARFIX | Square inbouw lichtlijnarmatuur 2460mm 68W 3000K zwart DALI | A | 597 | 597
SQR25683W | Linear Line | LL-LINEARFIX | Square inbouw lichtlijnarmatuur 2460mm 68W 3000K wit | A | 529 | 529
SQR25683WDA | Linear Line | LL-LINEARFIX | Square inbouw lichtlijnarmatuur 2460mm 68W 3000K wit DALI | A | 597 | 597
SQR25684B | Linear Line | LL-LINEARFIX | Square inbouw lichtlijnarmatuur 2460mm 68W 4000K zwart | A | 529 | 529
SQR25684BDA | Linear Line | LL-LINEARFIX | Square inbouw lichtlijnarmatuur 2460mm 68W 4000K zwart DALI | A | 597 | 597
SQR25684W | Linear Line | LL-LINEARFIX | Square inbouw lichtlijnarmatuur 2460mm 68W 4000K wit | A | 529 | 529
SQR25684WDA | Linear Line | LL-LINEARFIX | Square inbouw lichtlijnarmatuur 2460mm 68W 4000K wit DALI | A | 597 | 597
SQRKITR | Linear Line | LL-LINEARFIX | Square inbouw N-beugel voor inbouwmontage 2st. | A | 10 | 10
SQRY1208W3 | Utility Line | LL-PANELS | vierkant IP40 opbouwarmatuur 3000K 120x120mm 8W wit | A | 37 | 37
SQRY1715W3 | Utility Line | LL-PANELS | vierkant IP40 opbouwarmatuur 3000K 170x170mm 15W wit | A | 48 | 48
SQRY2322W3 | Utility Line | LL-PANELS | vierkant IP40 opbouwarmatuur 3000K 225x225mm 22W wit | A | 67 | 67
SQRY3030W3 | Utility Line | LL-PANELS | vierkant IP40 opbouwarmatuur 3000K 300x300mm 30W wit | A | 89 | 89
SQU06223B | Linear Line | LL-LINEARFIX | Square lichtlijnarmatuur 620mm 22W 3000K zwart | A | 259 | 259
SQU06223BDA | Linear Line | LL-LINEARFIX | Square lichtlijnarmatuur 620mm 22W 3000K zwart DALI | A | 327 | 327
SQU06223W | Linear Line | LL-LINEARFIX | Square lichtlijnarmatuur 620mm 22W 3000K wit | A | 259 | 259
SQU06223WDA | Linear Line | LL-LINEARFIX | Square lichtlijnarmatuur 620mm 22W 3000K wit DALI | A | 327 | 327
SQU06224B | Linear Line | LL-LINEARFIX | Square lichtlijnarmatuur 620mm 22W 4000K zwart | A | 259 | 259
SQU06224BDA | Linear Line | LL-LINEARFIX | Square lichtlijnarmatuur 620mm 22W 4000K zwart DALI | A | 327 | 327
SQU06224W | Linear Line | LL-LINEARFIX | Square lichtlijnarmatuur 620mm 22W 4000K wit | A | 259 | 259
SQU06224WDA | Linear Line | LL-LINEARFIX | Square lichtlijnarmatuur 620mm 22W 4000K wit DALI | A | 327 | 327
SQU12453B | Linear Line | LL-LINEARFIX | Square lichtlijnarmatuur 1230mm 45W 3000K zwart | A | 396 | 396
SQU12453BDA | Linear Line | LL-LINEARFIX | Square lichtlijnarmatuur 1230mm 45W 3000K zwart DALI | A | 464 | 464
SQU12453W | Linear Line | LL-LINEARFIX | Square lichtlijnarmatuur 1230mm 45W 3000K wit | A | 396 | 396
SQU12453WDA | Linear Line | LL-LINEARFIX | Square lichtlijnarmatuur 1230mm 45W 3000K wit DALI | A | 464 | 464
SQU12454B | Linear Line | LL-LINEARFIX | Square lichtlijnarmatuur 1230mm 45W 4000K zwart | A | 396 | 396
SQU12454BDA | Linear Line | LL-LINEARFIX | Square lichtlijnarmatuur 1230mm 45W 4000K zwart DALI | A | 464 | 464
SQU12454W | Linear Line | LL-LINEARFIX | Square lichtlijnarmatuur 1230mm 45W 4000K wit | A | 396 | 396
SQU12454WDA | Linear Line | LL-LINEARFIX | Square lichtlijnarmatuur 1230mm 45W 4000K wit DALI | A | 464 | 464
SQU18673B | Linear Line | LL-LINEARFIX | Square lichtlijnarmatuur 1839mm 67W 3000K zwart | A | 572 | 572
SQU18673BDA | Linear Line | LL-LINEARFIX | Square lichtlijnarmatuur 1839mm 67W 3000K zwart DALI | A | 640 | 640
SQU18673W | Linear Line | LL-LINEARFIX | Square lichtlijnarmatuur 1839mm 67W 3000K wit | A | 572 | 572
SQU18673WDA | Linear Line | LL-LINEARFIX | Square lichtlijnarmatuur 1839mm 67W 3000K wit DALI | A | 640 | 640
SQU18674B | Linear Line | LL-LINEARFIX | Square lichtlijnarmatuur 1839mm 67W 4000K zwart | A | 572 | 572
SQU18674BDA | Linear Line | LL-LINEARFIX | Square lichtlijnarmatuur 1839mm 67W 4000K zwart DALI | A | 640 | 640
SQU18674W | Linear Line | LL-LINEARFIX | Square lichtlijnarmatuur 1839mm 67W 4000K wit | A | 572 | 572
SQU18674WDA | Linear Line | LL-LINEARFIX | Square lichtlijnarmatuur 1839mm 67W 4000K wit DALI | A | 640 | 640
SQU25903B | Linear Line | LL-LINEARFIX | Square lichtlijnarmatuur 2450mm 90W 3000K zwart | A | 659 | 659
SQU25903BDA | Linear Line | LL-LINEARFIX | Square lichtlijnarmatuur 2450mm 90W 3000K zwart DALI | A | 727 | 727
SQU25903W | Linear Line | LL-LINEARFIX | Square lichtlijnarmatuur 2450mm 90W 3000K wit | A | 659 | 659
SQU25903WDA | Linear Line | LL-LINEARFIX | Square lichtlijnarmatuur 2450mm 90W 3000K wit DALI | A | 727 | 727
SQU25904B | Linear Line | LL-LINEARFIX | Square lichtlijnarmatuur 2450mm 90W 4000K zwart | A | 659 | 659
SQU25904BDA | Linear Line | LL-LINEARFIX | Square lichtlijnarmatuur 2450mm 90W 4000K zwart DALI | A | 727 | 727
SQU25904W | Linear Line | LL-LINEARFIX | Square lichtlijnarmatuur 2450mm 90W 4000K wit | A | 659 | 659
SQU25904WDA | Linear Line | LL-LINEARFIX | Square lichtlijnarmatuur 2450mm 90W 4000K wit DALI | A | 727 | 727
STL31T20B3 | Commercial Line | LL-TRACKLIGHTS | Stripeline lineaire tracklight CRI90+ 20W zwart 3000K | A | 119 | 119
STL31T20B4 | Commercial Line | LL-TRACKLIGHTS | Stripeline lineaire tracklight CRI90+ 20W zwart 4000K | A | 119 | 119
STL31T20W3 | Commercial Line | LL-TRACKLIGHTS | Stripeline lineaire tracklight CRI90+ 20W wit 3000K | A | 119 | 119
STL31T20W4 | Commercial Line | LL-TRACKLIGHTS | Stripeline lineaire tracklight CRI90+ 20W wit 4000K | A | 119 | 119
STL31T30B3 | Commercial Line | LL-TRACKLIGHTS | Stripeline lineaire tracklight CRI90+ 30W zwart 3000K | A | 139 | 139
STL31T30B4 | Commercial Line | LL-TRACKLIGHTS | Stripeline lineaire tracklight CRI90+ 30W zwart 4000K | A | 139 | 139
STL31T30W3 | Commercial Line | LL-TRACKLIGHTS | Stripeline lineaire tracklight CRI90+ 30W wit 3000K | A | 139 | 139
STL31T30W4 | Commercial Line | LL-TRACKLIGHTS | Stripeline lineaire tracklight CRI90+ 30W wit 4000K | A | 139 | 139
SWF12K4 | Industrial Line | LL-HWD | Swift Pro waterdicht armatuur 1200mm 19-35W 4000K | BH+ | 109 | 109
SWF12K4DA | Industrial Line | LL-HWD | Swift Pro waterdicht armatuur 1200mm 19-35W 4000K DALI | BH | 171 | 171
SWF12K4DAEM | Industrial Line | LL-HWD | Swift Pro waterdicht armatuur 1200mm 19-35W 4000K DALI nood | BH | 295 | 295
SWF12K4EM | Industrial Line | LL-HWD | Swift Pro waterdicht armatuur 1200mm 19-35W 4000K nood | BH | 224 | 224
SWF12K4MW | Industrial Line | LL-HWD | Swift Pro waterdicht armatuur 1200mm 19-35W 4000K sensor | BH | 142 | 142
SWF12K4MWEM | Industrial Line | LL-HWD | Swift Pro waterdicht armatuur 1200mm 19-35W 4000K sensor + nood | BH | 269 | 269
SWF15K4 | Industrial Line | LL-HWD | Swift Pro waterdicht armatuur 1500mm 26-45W 4000K | BH+ | 127 | 127
SWF15K4DA | Industrial Line | LL-HWD | Swift Pro waterdicht armatuur 1500mm 26-45W 4000K DALI | BH | 192 | 192
SWF15K4DAEM | Industrial Line | LL-HWD | Swift Pro waterdicht armatuur 1500mm 26-45W 4000K DALI nood | BH | 316 | 316
SWF15K4EM | Industrial Line | LL-HWD | Swift Pro waterdicht armatuur 1500mm 26-45W 4000K nood | BH | 243 | 243
SWF15K4MW | Industrial Line | LL-HWD | Swift Pro waterdicht armatuur 1500mm 26-45W 4000K sensor | BH | 168 | 168
SWF15K4MWEM | Industrial Line | LL-HWD | Swift Pro waterdicht armatuur 1500mm 26-45W 4000K sensor + nood | BH | 293 | 293
SWFPENDM1 | Industrial Line | LL-HWD | Swift pendelset 1m | A | 12 | 12
SWFPENDM5 | Industrial Line | LL-HWD | Swift pendelset 5m | A | 19 | 19
TDR-480-24 | Linear Line | LL-POWER | voeding DIN-rail industrie 480W 24DVC 3x400V | POW | 308 | 308
TDR-960-24 | Linear Line | LL-POWER | voeding DIN-rail industrie 960W 24VDC 3x400V | POW | 586 | 586
TIM100103B | Hospitality Line | LL-DECO | Timber 10W cilindervormig opbouwarmatuur zwart 3000K 40° | A | 97 | 97
TIM100103W | Hospitality Line | LL-DECO | Timber 10W cilindervormig opbouwarmatuur wit 3000K 40° | A | 97 | 97
TIM100104B | Hospitality Line | LL-DECO | Timber 10W cilindervormig opbouwarmatuur zwart 4000K 40° | A | 97 | 97
TIM100104W | Hospitality Line | LL-DECO | Timber 10W cilindervormig opbouwarmatuur wit 4000K 40° | A | 97 | 97
TIM100GUB | Hospitality Line | LL-DECO | Timber cilindervormig opbouwarmatuur GU10 zwart | A | 63 | 63
TIM100GUW | Hospitality Line | LL-DECO | Timber cilindervormig opbouwarmatuur GU10 wit | A | 63 | 63
TIMWUD180GUB | Hospitality Line | LL-DECO | Timber wall cilindervormig opbouwarmatuur GU10 zwart up&down | A | 45 | 45
TIMWUD180GUW | Hospitality Line | LL-DECO | Timber wall cilindervormig opbouwarmatuur GU10 wit up&down | A | 45 | 45
TPRF21B | Linear Line | LL-CONTROL | 4 zones mono color wandpaneel touch RF 2xAAA zwart | CTR | 62 | 62
TPRF21W | Linear Line | LL-CONTROL | 4 zones mono color wandpaneel touch RF 2xAAA wit | CTR | 62 | 62
TPRF24B | Linear Line | LL-CONTROL | 4 zones RGB(+W) wandpaneel touch RF 2xAAA zwart | CTR | 67 | 67
TPRF24W | Linear Line | LL-CONTROL | 4 zones RGB(+W) wandpaneel touch RF 2xAAA wit | CTR | 67 | 67
TREM35B | Emergency Line | LL-EMERGENCY | anti-paniek 3-fase armatuur 3W 5000K autotest 3h zwart | EL | 198 | 198
TREM35W | Emergency Line | LL-EMERGENCY | anti-paniek 3-fase armatuur 3W 5000K autotest 3h wit | EL | 198 | 198
TW28033 | Linear Line | LL-LEDSTRIPS | led-strip 5m 24V 2700-6000K 16,5W/m 280led/m IP33 CRI90 | LST | 133 | 133
TWRGBS | Linear Line | LL-LEDSTRIPS | led-strip 5m 24V bi-color + RGB 2700-6000K 19,2W/m 288 leds/m IP33 | LST | 231 | 231
ULV1102733 | Linear Line | LL-LEDSTRIPS | led-strip 10m 24V 2700K 9,6W/m 120led/m IP33 CRI80 | LST | 259 | 259
ULV1102767 | Linear Line | LL-LEDSTRIPS | led-strip 10m 24V 2700K 9,6W/m 120led/m IP67 CRI80 | LST | 329 | 329
ULV1103033 | Linear Line | LL-LEDSTRIPS | led-strip 10m 24V 3000K 9,6W/m 120led/m IP33 CRI80 | LST | 259 | 259
ULV1103067 | Linear Line | LL-LEDSTRIPS | led-strip 10m 24V 3000K 9,6W/m 120led/m IP67 CRI80 | LST | 329 | 329
ULV1104033 | Linear Line | LL-LEDSTRIPS | led-strip 10m 24V 4000K 9,6W/m 120led/m IP33 CRI80 | LST | 259 | 259
ULV1104067 | Linear Line | LL-LEDSTRIPS | led-strip 10m 24V 4000K 9,6W/m 120led/m IP67 CRI80 | LST | 329 | 329
ULV1202733 | Linear Line | LL-LEDSTRIPS | led-strip 20m 24V 2700K 9,6W/m 120led/m IP33 CRI80 | LST | 419 | 419
ULV1202767 | Linear Line | LL-LEDSTRIPS | led-strip 20m 24V 2700K 9,6W/m 120led/m IP67 CRI80 | LST | 559 | 559
ULV1203033 | Linear Line | LL-LEDSTRIPS | led-strip 20m 24V 3000K 9,6W/m 120led/m IP33 CRI80 | LST | 419 | 419
ULV1203067 | Linear Line | LL-LEDSTRIPS | led-strip 20m 24V 3000K 9,6W/m 120led/m IP67 CRI80 | LST | 559 | 559
ULV1204033 | Linear Line | LL-LEDSTRIPS | led-strip 20m 24V 4000K 9,6W/m 120led/m IP33 CRI80 | LST | 419 | 419
ULV1204067 | Linear Line | LL-LEDSTRIPS | led-strip 20m 24V 4000K 9,6W/m 120led/m IP67 CRI80 | LST | 559 | 559
URA60153B | Commercial Line | LL-DOWNLIGHTS | Uranus IP54 opbouwspot 15W 3000K zwart | A | 71 | 71
URA60153W | Commercial Line | LL-DOWNLIGHTS | Uranus IP54 opbouwspot 15W 3000K wit | A | 71 | 71
URA60154B | Commercial Line | LL-DOWNLIGHTS | Uranus IP54 opbouwspot 15W 4000K zwart | A | 71 | 71
URA60154W | Commercial Line | LL-DOWNLIGHTS | Uranus IP54 opbouwspot 15W 4000K wit | A | 71 | 71
URA60253B | Commercial Line | LL-DOWNLIGHTS | Uranus IP54 opbouwspot 25W 3000K zwart | A | 85 | 85
URA60253BDA | Commercial Line | LL-DOWNLIGHTS | Uranus IP54 opbouwspot 25W 3000K zwart DALI | A | 127 | 127
URA60253W | Commercial Line | LL-DOWNLIGHTS | Uranus IP54 opbouwspot 25W 3000K wit | A | 85 | 85
URA60253WDA | Commercial Line | LL-DOWNLIGHTS | Uranus IP54 opbouwspot 25W 3000K wit DALI | A | 127 | 127
URA60254B | Commercial Line | LL-DOWNLIGHTS | Uranus IP54 opbouwspot 25W 4000K zwart | A | 85 | 85
URA60254BDA | Commercial Line | LL-DOWNLIGHTS | Uranus IP54 opbouwspot 25W 4000K zwart DALI | A | 127 | 127
URA60254W | Commercial Line | LL-DOWNLIGHTS | Uranus IP54 opbouwspot 25W 4000K wit | A | 85 | 85
URA60254WDA | Commercial Line | LL-DOWNLIGHTS | Uranus IP54 opbouwspot 25W 4000K wit DALI | A | 127 | 127
URA60353B | Commercial Line | LL-DOWNLIGHTS | Uranus IP54 opbouwspot 35W 3000K zwart | A | 99 | 99
URA60353W | Commercial Line | LL-DOWNLIGHTS | Uranus IP54 opbouwspot 35W 3000K wit | A | 99 | 99
URA60354B | Commercial Line | LL-DOWNLIGHTS | Uranus IP54 opbouwspot 35W 4000K zwart | A | 99 | 99
URA60354W | Commercial Line | LL-DOWNLIGHTS | Uranus IP54 opbouwspot 35W 4000K wit | A | 99 | 99
VLF2408BLCU | Custom Line | LL-LEDFLEX | Ledflex maatwerk IP67 24V blauw 9,6W verticaal buigzaam | A | 79 | 79
VLF2408GRCU | Custom Line | LL-LEDFLEX | Ledflex maatwerk IP67 24V groen 9,6W verticaal buigzaam | A | 79 | 79
VLF2408RECU | Custom Line | LL-LEDFLEX | Ledflex maatwerk IP67 24V rood 9,6W verticaal buigzaam | A | 79 | 79
VLF2408YECU | Custom Line | LL-LEDFLEX | Ledflex maatwerk IP67 24V geel 9,6W verticaal buigzaam | A | 79 | 79
VLF241023CU | Custom Line | LL-LEDFLEX | Ledflex maatwerk IP67 24V 2300K 9,6W verticaal buigzaam | A | 79 | 79
VLF241027CU | Custom Line | LL-LEDFLEX | Ledflex maatwerk IP67 24V 2700K 9,6W verticaal buigzaam | A | 79 | 79
VLF241030CU | Custom Line | LL-LEDFLEX | Ledflex maatwerk IP67 24V 3000K 9,6W verticaal buigzaam | A | 79 | 79
VLF241040CU | Custom Line | LL-LEDFLEX | Ledflex maatwerk IP67 24V 4000K 9,6W verticaal buigzaam | A | 79 | 79
VLF480523CU | Custom Line | LL-LEDFLEX | Ledflex maatwerk IP67 48V 2300K 5,3W verticaal buigzaam | A | 87 | 87
VLF480527CU | Custom Line | LL-LEDFLEX | Ledflex maatwerk IP67 48V 2700K 5,3W verticaal buigzaam | A | 87 | 87
VLF480530CU | Custom Line | LL-LEDFLEX | Ledflex maatwerk IP67 48V 3000K 5,3W verticaal buigzaam | A | 87 | 87
VLF480540CU | Custom Line | LL-LEDFLEX | Ledflex maatwerk IP67 48V 4000K 5,3W verticaal buigzaam | A | 87 | 87
VLF481023CU | Custom Line | LL-LEDFLEX | Ledflex maatwerk IP67 48V 2300K 9,6W verticaal buigzaam | A | 87 | 87
VLF481027CU | Custom Line | LL-LEDFLEX | Ledflex maatwerk IP67 48V 2700K 9,6W verticaal buigzaam | A | 87 | 87
VLF481030CU | Custom Line | LL-LEDFLEX | Ledflex maatwerk IP67 48V 3000K 9,6W verticaal buigzaam | A | 87 | 87
VLF481040CU | Custom Line | LL-LEDFLEX | Ledflex maatwerk IP67 48V 4000K 9,6W verticaal buigzaam | A | 87 | 87
VLFAPFX | Custom Line | LL-LEDFLEX | VLF verticaal buigzaam profiel 500x14,5x13,5mm opbouw wit | A | 18 | 18
VLFAPSA2 | Custom Line | LL-LEDFLEX | VLF profiel met kabeldoorvoer 2000x15x20mm opbouw alu | A | 26 | 26
VLFAPZA2 | Custom Line | LL-LEDFLEX | VLF profiel zonder kabeldoorvoer 2000x15x14mm opbouw alu | A | 24 | 24
VLFMCA | Custom Line | LL-LEDFLEX | VLF montagebeugel met kabeldoorvoer 25x15x20mm alu | A | 2.8 | 2.8
VLFMZA | Custom Line | LL-LEDFLEX | VLF montagebeugel zonder kabeldoorvoer 25x15x14mm alu | A | 2.6 | 2.6
WP67CONB | Outdoor Line | LL-AREA | IP67 connector 3x2,5mm² zwart | A | 16 | 16
XLG-100-24-A | Linear Line | LL-POWER | voeding 24VDC 100W IP67 incl. 30cm kabel | POW | 63 | 63
XLG-150-24-A | Linear Line | LL-POWER | voeding 24VDC 150W IP67 incl. 30cm kabel | POW | 71 | 71
XLG-200-24-A | Linear Line | LL-POWER | voeding 24VDC 200W IP67 incl. 30cm kabel | POW | 85 | 85
XLG-75-24-A | Linear Line | LL-POWER | voeding 24VDC 75W IP67 incl. 30cm kabel | POW | 59.5 | 59.5
ZEU4093W | Commercial Line | LL-DOWNLIGHTS | Zeus inbouw downlighter 9W 3000K wit 100° | A+ | 58 | 58
ZEU4093WDA | Commercial Line | LL-DOWNLIGHTS | Zeus inbouw downlighter 9W 3000K wit 100° DALI | A | 100 | 100
ZEU4094W | Commercial Line | LL-DOWNLIGHTS | Zeus inbouw downlighter 9W 4000K wit 100° | A+ | 58 | 58
ZEU4094WDA | Commercial Line | LL-DOWNLIGHTS | Zeus inbouw downlighter 9W 4000K wit 100° DALI | A | 100 | 100
ZEU5153W | Commercial Line | LL-DOWNLIGHTS | Zeus inbouw downlighter 15W 3000K wit 100° | A+ | 70 | 70
ZEU5153WDA | Commercial Line | LL-DOWNLIGHTS | Zeus inbouw downlighter 15W 3000K wit 100° DALI | A | 112 | 112
ZEU5154W | Commercial Line | LL-DOWNLIGHTS | Zeus inbouw downlighter 15W 4000K wit 100° | A+ | 70 | 70
ZEU5154WDA | Commercial Line | LL-DOWNLIGHTS | Zeus inbouw downlighter 15W 4000K wit 100° DALI | A | 112 | 112
ZEU6243W | Commercial Line | LL-DOWNLIGHTS | Zeus inbouw downlighter 24W 3000K wit 100° | A+ | 85 | 85
ZEU6243WDA | Commercial Line | LL-DOWNLIGHTS | Zeus inbouw downlighter 24W 3000K wit 100° DALI | A | 127 | 127
ZEU6244W | Commercial Line | LL-DOWNLIGHTS | Zeus inbouw downlighter 24W 4000K wit 100° | A+ | 85 | 85
ZEU6244WDA | Commercial Line | LL-DOWNLIGHTS | Zeus inbouw downlighter 24W 4000K wit 100° DALI | A | 127 | 127
ZEU7363W | Commercial Line | LL-DOWNLIGHTS | Zeus inbouw downlighter 36W 3000K wit 100° | A+ | 106 | 106
ZEU7363WDA | Commercial Line | LL-DOWNLIGHTS | Zeus inbouw downlighter 36W 3000K wit 100° DALI | A | 148 | 148
ZEU7364W | Commercial Line | LL-DOWNLIGHTS | Zeus inbouw downlighter 36W 4000K wit 100° | A+ | 106 | 106
ZEU7364WDA | Commercial Line | LL-DOWNLIGHTS | Zeus inbouw downlighter 36W 4000K wit 100° DALI | A | 148 | 148
ZEU8483W | Commercial Line | LL-DOWNLIGHTS | Zeus inbouw downlighter 48W 3000K wit 100° | A+ | 134 | 134
ZEU8483WDA | Commercial Line | LL-DOWNLIGHTS | Zeus inbouw downlighter 48W 3000K wit 100° DALI | A | 176 | 176
ZEU8484W | Commercial Line | LL-DOWNLIGHTS | Zeus inbouw downlighter 48W 4000K wit 100° | A+ | 134 | 134
ZEU8484WDA | Commercial Line | LL-DOWNLIGHTS | Zeus inbouw downlighter 48W 4000K wit 100° DALI | A | 176 | 176
Deze vorm vertegenwoordigt een tabelslicer. Tabelslicers worden niet ondersteund in deze versie van Excel. De slicer kan niet worden gebruikt als de vorm is gewijzigd in een eerdere versie van Excel of als de werkmap is opgeslagen in Excel 2007 of eerder.
Deze vorm vertegenwoordigt een tabelslicer. Tabelslicers worden niet ondersteund in deze versie van Excel. De slicer kan niet worden gebruikt als de vorm is gewijzigd in een eerdere versie van Excel of als de werkmap is opgeslagen in Excel 2007 of eerder.
Deze vorm vertegenwoordigt een tabelslicer. Tabelslicers worden niet ondersteund in deze versie van Excel. De slicer kan niet worden gebruikt als de vorm is gewijzigd in een eerdere versie van Excel of als de werkmap is opgeslagen in Excel 2007 of eerder.